## Table 1
Manufacture # | Brand | Description | UoM | MSRP | Price | % Discount | P/N Cross
|  | Copper |  |  | 0
|  | Inside Plant |  |  | 0
18-241-46 | General Cable | Cat3 Plenum 4 Pair 24ga Sol | MFT | 168 | 126 | 25 | 2131245
18-475-46 | General Cable | Cat3 Plenum 25 Pair 24ga Sol | MFT | 1320 | 990 | 25 | 2131505.99
18-579-36 | General Cable | Cat3 Plenum 50 Pair 24ga Sol | MFT | 2728 | 2046 | 25 | 2131757.99
18-799-36 | Superior | Cat3 Plenum 100 Pair 24ga Sol | MFT | 5841.8 | 4089.26 | 30
18-B99-36 | Superior | Cat3 Plenum 300 Pair 24ga Sol | MFT | 17050 | 11935 | 30
18-C99-36 | Superior | Cat3 Plenum 400 Pair 24ga Sol | MFT | 23929.6 | 16750.72 | 30
18-475-33 | General Cable | Cat3 PVC 25 Pair 24ga Sol | MFT | 1002 | 751.5 | 25 | 2133033.99
18-579-33 | General Cable | Cat3 PVC 50 Pair 24ga Sol | MFT | 1892 | 1419 | 25 | 2133161.99
18-789-33 | Superior | Cat3 PVC 100 Pair 24ga Sol | MFT | 3968 | 2777.6 | 30
52-241-28 | General Cable | Cat5e+ Plenum 4 Pair 24ga Sol | MFT | 414 | 414 |  | 6131690
66-240-2B | General Cable | Category 6+ DataGain Plenum Cable - Blue | MFT | 678 | 474.6 | 30 | 7131900
66-240-6B | General Cable | Category 6+ DataGain Plenum Cable - Yellow | MFT | 678 | 474.6 | 30 | 7131902
10032090 | General Cable | Category 6e LanMark 1000 Plenum Yellow | MFT | 678 | 474.6 | 30 | 7131902
10032094 | General Cable | Category 6e LanMark 1000 Plenum Blue | MFT | 678 | 474.6 | 30 | 7131900
440066G01 | General Cable | 6 Strand TB MM 62.5um Plenum | MFT | 694 | 520.5 | 25 | CG0061PNU
PDP006CB3510/25 | General Cable | 6 Strand TB MM 62.5um Plenum | MFT | 694 | 520.5 | 25 | CG0061PNU
L40066401 | General Cable | 6 Strand TB MM 62.5um Interlocked Plenum | MFT | 2050 | 1537.5 | 25 | CG0061PNU-ILPA
440123101 | General Cable | 12 Strand TB SM Plenum | MFT | 864 | 648 | 25 | AP0121PNU
440126G01 | General Cable | 12 Strand TB MM 62.5um Plenum | MFT | 1312 | 984 | 25 | CG0121PNU
024K88-33130-29 | Corning | 24 Strand TB MM 62.5um Plenum | MFT | 4721.67 | 3541.2525 | 25
370949-HYBRID- 12/12 | Corning | Hybrid 12 MM 62.5um 12 SM TB Plenum | MFT | 3362.44 | 2521.83 | 25
|  | Outside Plant |  |  | 0
09-097-02 | General Cable | 25 Pair 24ga PE89 | MFT | 1368.34 | 1094.672 | 20 | 7525785
09-100-02 | General Cable | 50 Pair 24ga PE89 | MFT | 2463.52 | 1970.816 | 20 | 7525793
09-104-02 | General Cable | 100 Pair 24ga PE89 | MFT | 4572.08 | 3657.664 | 20 | 7525819
09-108-002 | General Cable | 200 Pair 24ga PE89 | MFT | 8772.26 | 7017.808 | 20 | 7525835
09-110-02 | General Cable | 300 Pair 24ga PE89 | MFT | 12965.52 | 10372.416 | 20 | 7525843
09-112-02 | General Cable | 400 Pair 24ga PE89 | MFT | 17271.44 | 13817.152 | 20 | 7525850
09-116-02 | General Cable | 600 Pair 24ga PE89 | MFT | 24674.22 | 19739.376 | 20 | 7525868
09-118-02 | General Cable | 900 Pair 24ga PE89 | MFT | 36991.4 | 29593.12 | 20 | 7525876
09-120-02 | General Cable | 1200 Pair 24ga PE89 | MFT | 51293.84 | 41035.072 | 20 | 7526973
09-124-02 | General Cable | 1800 Pair 24ga PE89 | MFT | 80546.1 | 64436.88 | 20 | 7526999
09-126-02 | General Cable | 2400 Pair 24ga PE89 | MFT | 115990.42 | 92792.336 | 20 | 7526247
|  | Coax |  |  | 0
643948-877 | ReelSimple | RG59 Plenum 95% CB 20ga Sol Natural | MFT | 368.58 | 276.435 | 25 | 221105-09-1RL
6339Q8-877 | ReelSimple | RG6 Plenum Q/S 18ga Sol Natural | MFT | 447.34 | 335.505 | 25 | 220404-09-1RL
1189A-10 | ReelSimple | RG6 PVC Q/S 18ga Sol Black | MFT | 115 | 86.25 | 25 | 200206-00-1RL
921003-46-01 | ReelSimple | RG6 Plenum 60% CB 18ga Sol Natural | MFT | 98.04 | 73.53 | 25 | 200201-09
921019 | ReelSimple | RG6 Plenum Q/S 18ga Sol Natural | MFT | 116.84 | 87.63 | 25 | 200206-00
9292 | ReelSimple | RG11 PVC Foil Plus 60% TC Braid 14ga Sol | ft | 104.56 | 78.42 | 25 | 200201-00-1RBX
83264 | Belden | RG-179 Coax | ft | 2309.8 | 1501.37 | 35
FS59BNCPL2 | ICM | RG59 Plenum BNC Connector | ea | no quote
FS6UV5 | ICM | RG6 Q/S F Connector ComPairession | ea | no quote
FC86B | Belden | RG6 Plenum F Connector Crimp | ea | no quote
FC11B | Philmore | RG11 F Connector Crimp | ea | no quote
|  | Cross Connect |  |  | 0
2002-01-13 | Superior Essex | 1 Pair Blue/White 1000' ft | ft | 49.4 | 29.64 | 40
|  | Flat Satin |  |  | 0
308274 | CP technologies | Flat Silver Satin Line Cord 4 Conductor | ft | 126 | 84.42 | 33 | CP-107-4C
400W-6 | CP technologies | Flat Silver Satin Line Cord 6 Conductor | ft | 175 | 117.25 | 33 | CP-107-6C
|  | Fiber |  |  | 0
|  | Outside Plant |  |  | 0
006EUC-T4101D20 | Corning | Corning ALTOS Lite Gel-Free 6 Strand SM | MFT | 355.16 | 284.128 | 20 | 006EUC-T4101D20
012EUC-T4101D20 | Corning | Corning ALTOS Lite Gel-Free 12 Strand SM | MFT | 466.55 | 349.9125 | 25 | 012EUC-T4101D20
024EUC-T4101D20 | Corning | Corning ALTOS Lite Gel-Free 24 Strand SM | MFT | 575.2 | 431.4 | 25 | 024E7C-T4101D20
048ZUC-T4F22D20 | Corning | Corning ALTOS Lite Gel-Free 48 Strand SM | MFT | 782.47 | 586.8525 | 25 | 048ZUC-T4F22D20
096EUC-T4101D20 | Corning | Corning ALTOS Lite Gel-Free 96 Strand SM | MFT | 1161.42 | 929.136 | 20 | 096EUC-T4101D20
120063101 | General Cable | 6 Strand LT SM OSP | MFT | 800 | 600 | 25 | AQ0064M1A-DWB
120123T01 | General Cable | 12 Strand LT SM OSP | MFT | 900 | 675 | 25 | AQ0124M1A-DWB
120243T01 | General Cable | 24 Strand LT SM OSP | MFT | 1100 | 825 | 25 | AQ0244M1A-DWB
120483101 | General Cable | 48 Strand LT SM OSP | MFT | 14450 | 10837.5 | 25 | AQ0484M1A-DWB
120963101 | General Cable | 96 Strand LT SM OSP | MFT | 2000 | 1500 | 25 | AQ0964M1A-DWB
AQ1444M1F-DWB | General Cable | 144 Strand LT SM Light Armor | ft | 3888 | 2916 | 25 | AQ1444M1F-DWB
| General Cable | 216 Strand LT SM Light Armor | ft |  | 0
012KUC-T4130D20 | Corning | 12 Strand Mm 62.5 LT Db Shield Fiber | ft | 1854.53 | 1390.8975 | 25 | 012KUCT4130D20
372-COR62-HYBRID- 12/ | Corning | 24 Strand Hybrid 12MM 62.5um 12 SM OSP LT | ft | 3790.25 | 2842.6875 | 25 | 036XU4-XXXXXD20
110483101 | General Cable | 48 Strand LT SM Light Armored | MFT | 1770 | 1327.5 | 25 | AQ0484M1F-DWB
|  | Indoor/Outdoor |  |  | 0
240063101 | General Cable | 6 Strand TB SM I/O Plenum | MFT | 650 | 487.5 | 25 | AP0061ANU.BK
240123101 | General Cable | 12 Strand TB SM I/O Plenum | MFT | 1300 | 975 | 25 | AP0121ANU.BK
240243101 | General Cable | 24 Strand TB SM I/O Plenum | MFT | 2210 | 1657.5 | 25 | AP0241ANU.BK
240483101 | General Cable | 48 Strand TB SM I/O Plenum | MFT | 8838 | 6628.5 | 25 | AP0481A1D.BK
LTP12B144AB0707 | General Cable | 96 Strand LT SM I/O Plenum | MFT | 17678 | 13258.5 | 25 | AP0961A1D.BK
240066G01 | General Cable | 6 Strand TB MM 62.5um I/O Plenum | MFT | 804 | 603 | 25 | CG0061ANU.BK
240126G01 | General Cable | 12 Strand TB MM 62.5um I/O Plenum | MFT | 1624 | 1218 | 25 | CG0121ANU.BK
240246G01 | General Cable | 24 Strand TB MM 62.5um I/O Plenum | MFT | 3248 | 2436 | 25 | CG0241ANU.BK
240486G01 | General Cable | 48 Strand TB MM 62.5um I/O Plenum | MFT | 9280 | 6960 | 25 | CG0481A1D.BK
LTP12B144CB3510/25 | General Cable | 96 Strand LT MM 62.5um I/O Plenum | MFT | 18560 | 13920 | 25 | CG0961A1D.BK
240126G01 | General Cable | 12 Strand TB MM 62.5um I/O Plenum | MFT | 1624 | 1218 | 25 | CG0121ANU.BK
012ESF-T4101D20 | Corning | 12 Strand LT SM I/O Riser | ft | 500.4 | 375.3 | 25
|  | Plates |  |  | 0
41080-1*P | Leviton | 1 Port 1g Plate Quickport | ea | 1.88 | 1.2596 | 33
41080-2*P | Leviton | 2 Port 1g Plate Quickport | ea | 1.88 | 1.2596 | 33
41080-3*P | Leviton | 3 Port 1g Plate Quickport | ea | 1.88 | 1.2596 | 33
41080-4*P | Leviton | 4 Port 1g Plate Quickport | ea | 1.88 | 1.2596 | 33
41080-6*P | Leviton | 6 Port 1g Plate Quickport | ea | 1.88 | 1.2596 | 33
42080-2*P | Leviton | 2 Port 2g Plate Quickport | ea | 4.6 | 3.082 | 33
43080-1S2 | Leviton | 2 Port 1g Stainless Plate | ea | 5.64 | 3.7788 | 33
86014 | Leviton | Blank 1g Plate Ivory | ea | 2.2 | 1.474 | 33 | 41084-BW(updated part)
CFPL4S | Panduit | 4 Port Stainless Steel 1g Plate | ea | 14.32 | 7.876 | 45
OF70FV4OS | Panduit | Office Furniture 4 Port Angled Faceplate Slate | ea | 8.12 | 4.466 | 45
|  | Inserts |  |  | 0
41106-R*6 | Leviton | Voice Grade Jack | ea | 3.13 | 2.0971 | 33
41108-R*3 | Leviton | Category 3 Jack | ea | 3.13 | 2.0971 | 33
41108-R*5 | Leviton | Category 5 Jack | ea | 4.89 | 3.2763 | 33
5G108-R*5 | Leviton | Category 5e Jack | ea | 4.41 | 2.9547 | 33
61110-R*6 | Leviton | Category 6 Jack | ea | 10 | 6.7 | 33
41084-F*F | Leviton | F Coupler Insert | ea | 2.38 | 1.5946 | 33
41084-B*B | Leviton | Blank Inserts Bag of 10 | ea | 2.2 | 1.474 | 33 | 41084-BW(updated part)
41291-1B* | Leviton | MOS Blank Insert 1u | ea | 1.7 | 1.139 | 33
CJ5E88T** | Panduit | Category 5e Jack Mini-com TX5e | ea | 9.32 | 5.4056 | 42
|  | Patch Panels |  |  | 0
5G596-U89 | Leviton | Category 5e 12 Port Patch Panel W/89 Block | ea | 104.75 | 70.1825 | 33
5G596-U12 | Leviton | Category 5e 12 Port Patch Panel | ea | 121.99 | 81.7333 | 33
5G596-U24 | Leviton | Category 5e 24 Port Patch Panel | ea | 163.44 | 109.5048 | 33
5G596-U48 | Leviton | Category 5e 48 Port Patch Panel | ea | 326.84 | 218.9828 | 33
5G596-U96 | Leviton | Category 5e 96 Port Patch Panel | ea | 617.13 | 413.4771 | 33
69586-U24 | Leviton | Category 6 24 Port Patch Panel | ea | 265.6 | 177.952 | 33
69586-U48 | Leviton | Category 6 48 Port Patch Panel | ea | 523.21 | 350.5507 | 33
|  | 110 Blocks |  |  | 0
41AW1-050 | Leviton | 50 Pair 110 Block w/ Legs | ea | 10.16 | 6.8072 | 33
41AW2-100 | Leviton | 100 Pair 110 Block w/ Legs | ea | 14.99 | 10.0433 | 33
41AW2-300 | Leviton | 300 Pair 110 Block w/ Legs | ea | 37.99 | 25.4533 | 33
41AB2-3F4 | Leviton | 300 Pair 110 Field Termination Kit w/ Legs | ea | 93.5 | 62.645 | 33
41AB2-1F4 | Leviton | 100 Pair 110 Field Termination Kit w/ Legs | ea | 32.28 | 21.6276 | 33
49104-IDC | Leviton | 110 Block C4 Clips Bag of 10 | ea | 0.75 | 0.5025 | 33
49105-IDC | Leviton | 110 Block C5 Clips Bag of 10 | ea | 0.85 | 0.5695 | 33
41LBL-00W | Leviton | Label Strips - White Bag of 6 | ea | 2.34 | 1.5678 | 33
|  | 66 Blocks |  |  | 0
66M1-25 | Siemon | 25 Pair 66 Block | ea | 23.28 | 13.968 | 40 | M1-25
66M1-50 | Siemon | 50 Pair 66 Block | ea | 11.5 | 7.59 | 34 | M1-50
PT-89B | Siemon | 89B Bracket For 66 Block | ea | 2.18 | 1.4388 | 34 | S89B
89D | Suttle | 89D Bracket For 66 Block | ea | 2.28 | 1.482 | 35
SA1-100 | Siemon | Bridging Clips Bag of 100 | ea | 10.18 | 6.3116 | 38
A183A1 | Suttle | 4-pos. Blue Backboard For 66 Block | ea | 48.26 | 30.4038 | 37
A183B1 | Suttle | 8-pos. Blue Backboard For 66 Block | ea | 66.02 | 41.5926 | 37
7711390149 | Marconi | White Backboard w/16 Dist Spools | ea | no quote
PT-20B | Premier | Wire Distribution Spool With Screw | ea | no quote
|  | Plugs/Adapters |  |  | 0
PT-066RS | Pan Pacific | RJ11 Plug - Solid Wire | ea | no quote
PT-088RS/50UL | Pan Pacific | RJ45 Plug - Solid Wire | ft | no quote
TEC30 | Philmore | 4 Conductor Box Jack | ea | no quote
TEC29 | Philmore | 6 Conductor 2-line Splitter | ea | no quote
TEC296 | Philmore | 6 Conductor Y | ea | no quote
TEC66 | Philmore | 6 Conductor Box Jack | ea | no quote
TEC55 | Philmore | 6 Conductor Inline Coupler | ea | no quote
DC-102-8CD | Pan Pacific | 8 Conductor Inline Coupler | ea | no quote
BR2580A | Hubbell | 50 Pin M/6-8 POS | ea | no quote
8731C01 | FIS | SC/UPC Male to SC Female Attenuator 1dB | ea | 15.5 | 11.625 | 25 | F18731A01(updated part)
8731C01 | FIS | SC/UPC Male to SC Female Attenuator 1dB | ea | 15.5 | 11.625 | 25 | F18731A01(updated part)
8731C02 | FIS | SC/UPC Male to SC Female Attenuator 2dB | ea | 15.5 | 11.625 | 25 | F18731A02(updated part)
8731C03 | FIS | SC/UPC Male to SC Female Attenuator 3dB | ea | 15.5 | 11.625 | 25 | F18731A03(updated part)
8731C05 | FIS | SC/UPC Male to SC Female Attenuator 5dB | ea | 15.5 | 11.625 | 25 | F18731A03(updated part)
8731C07 | FIS | SC/UPC Male to SC Female Attenuator 7dB | ea | 15.5 | 11.625 | 25 | F18731A07(updated part)
8731C10 | FIS | SC/UPC Male to SC Female Attenuator 10dB | ea | 15.5 | 11.625 | 25 | F18731A10(updated part)
8731C15 | FIS | SC/UPC Male to SC Female Attenuator 15dB | ea | 15.5 | 11.625 | 25 | F18731A15(updated part)
8761C01 | FIS | LC/UPC Male to LC Female Attenuator 1dB | ea | 19.8 | 14.85 | 25 | F18761A01(updated part)
8761C02 | FIS | LC/UPC Male to LC Female Attenuator 2dB | ea | 19.8 | 14.85 | 25 | F18761A02(updated part)
8761C03 | FIS | LC/UPC Male to LC Female Attenuator 3dB | ea | 19.8 | 14.85 | 25 | F18761A03(updated part)
8761C05 | FIS | LC/UPC Male to LC Female Attenuator 5dB | ea | 19.8 | 14.85 | 25 | F18761A05(updated part)
8761C07 | FIS | LC/UPC Male to LC Female Attenuator 7dB | ea | 19.8 | 14.85 | 25 | F18761A07(updated part)
8761C10 | FIS | LC/UPC Male to LC Female Attenuator 10dB | ea | 19.8 | 14.85 | 25 | F18761A10(updated part)
8761C15 | FIS | LC/UPC Male to LC Female Attenuator 15dB | ea | 19.8 | 14.85 | 25 | F18761A15(updated part)
8310 | FIS | SC Singlemode Simplex Mating Sleeve | ea | 3.8 | 2.85 | 25 | F13810BC(updated part)
8300 | FIS | SC Multimode Simplex Mating Sleeve | ea | 1 | 0.75 | 25 | F13815BC(updated part)
8601 | FIS | SC Singlemode Duplex Mating Sleeve | ea | 6.2 | 4.65 | 25 | F18601(updated part)
8600 | FIS | SC Multimode Duplex Mating Sleeve | ea | 4.9 | 3.675 | 25 | F18600ET(updated part)
8005 | FIS | LC Singlemode Simplex Mating Sleeve | ea | 3.3 | 2.475 | 25 | F18005NF(updated part)
8000 | FIS | LC Multimode Simplex Mating Sleeve | ea | 2.86 | 2.145 | 25 | F18000A(updated part)
8035 | FIS | LC Singlemode Duplex Mating Sleeve | ea | 7.2 | 5.4 | 25 | F18035(updated part)
8030 | FIS | LC Multimode Duplex Mating Sleeve | ea | 2.8 | 2.1 | 25 | F18030(updated part)
|  | Fiber Panels/Parts |  |  | 0
FWM024XLC | Multilink | 24 Port Wall Mount Fiber Patch Panel Unloaded | ea | 86.3 | 69.04 | 20
FRM-1RU-3X-TS | Multilink | 12 Port Rack Mount Fiber Patch Panel Unloaded | ea | 177.09 | 141.672 | 20
FRM-2RU-4X-TS | Multilink | 24 Port Rack Mount Fiber Patch Panel Unloaded | ea | 181.57 | 145.256 | 20 | FRM-E-2RU-6X-TS BK(updated part)
5R760-00N | Leviton | 72 Port Rack Mount Fiber Patch Panel Unloaded | ea | 390.2 | 261.434 | 33 | 5R3UM-F12(updated part)
5R1UM-S03 | Leviton | Opt-X 1000i 1U Fiber | ea | 297.83 | 199.5461 | 33
5R4UM-F15 | Leviton | Opt-X 1000i 4U Fiber | ea | 451.71 | 302.6457 | 33
CCH-01U | Corning | Closet Connector Housing 1U holds 2 Panels | ea | 252.64 | 189.48 | 25
CCH-02U | Corning | Closet Connector Housing 2U holds 4 Panels | ea | 300.4 | 225.3 | 25
CCH-03U | Corning | Closet Connector Housing 3U holds 6 Panels | ea | 341.05 | 255.7875 | 25
CCH-04U | Corning | Closet Connector Housing 4U holds 12 Panels | ea | 382.78 | 287.085 | 25
CLSSC-01U | Corning | Classic Closet Connector Housing 1U holds 2 Panels | ea | 288.55 | 216.4125 | 25
CLSSC-02U | Corning | Classic Closet Connector Housing 2U holds 4 Panels | ea | 343.11 | 257.3325 | 25
CLSSC-03U | Corning | Classic Closet Connector Housing 3U holds 6 Panels | ea | 389.56 | 292.17 | 25
CLSSC-04U | Corning | Classic Closet Connector Housing 4U holds 12 Panels | ea | 437.22 | 327.915 | 25
CCH-CP06-59 | Corning | CCH Panel, 6 Duplex SC UPC | ea | 56.55 | 42.4125 | 25
CCH-CP08-59 | Corning | CCH Panel, 8 Duplex SC UPC | ea | 70.35 | 52.7625 | 25
CCH-CP12-59 | Corning | CCH Panel, 12 Duplex SC UPC | ea | 97.95 | 73.4625 | 25
CCH-CP06-19T | Corning | CCH Panel, 6 Simplex ST UPC | ea | 50.82 | 38.115 | 25
CCH-CP08-19T | Corning | CCH Panel, 8 Simplex ST UPC | ea | 62.71 | 47.0325 | 25
CCH-CP12-19T | Corning | CCH Panel, 12 Simplex ST UPC | ea | 86.49 | 64.8675 | 25
CCH-CP06-A9 | Corning | CCH Panel, 6 Duplex LC UPC | ea | 64.35 | 48.2625 | 25
CCH-CP08-A9 | Corning | CCH Panel, 8 Duplex LC UPC | ea | 80.75 | 60.5625 | 25
CCH-CP12-A9 | Corning | CCH Panel, 12 Duplex LC UPC | ea | 113.55 | 85.1625 | 25
CCH-CP16-A9 | Corning | CCH Panel, 16 Duplex LC UPC | ea | 146.35 | 109.7625 | 25
CCH-CP24-A9 | Corning | CCH Panel, 24 Duplex LC UPC | ea | 211.95 | 158.9625 | 25
CCH-CS - CCH | Corning | CCH Empty Splice Cassette | ea | 163.64 | 122.73 | 25 | CCH-CS(updated part)
CCH-CF - CCH | Corning | CCH Slack Storage Cassette | ea | 54.55 | 40.9125 | 25 | CCH-CF(updated part)
CCH1-CASS-RAIL | Corning | CCH Stacker Rail for 1U, 2U & 3U | ea | 18.18 | 13.635 | 25
CCH4-CASS-RAIL- 24 | Corning | CCH Stacker Rail for 4U | ea | 27.27 | 20.4525 | 25
CCH-CS12-A9- P00RE | Corning | CCH Pigtailed Splice Cassette, 12 Duplex LC UPC | ea | 452.24 | 339.18 | 25
CCH-CS24-A9- P00RE | Corning | CCH Pigtailed Splice Cassette, 24 Duplex LC UPC | ea | 811.15 | 608.3625 | 25
CCH-CS12-59- P00RE | Corning | CCH Pigtailed Splice Cassette, 12 Duplex SC UPC | ea | 430.09 | 322.5675 | 25
CCH-CS24-59- P00RE | Corning | CCH Pigtailed Splice Cassette, 24 Duplex SC UPC | ea | no quote
CCH-CS12-6T- P00RE | Corning | CCH Pigtailed Splice Cassette, 12 Simplex ST UPC | ea | 423.87 | 317.9025 | 25
|  | Fiber Splice Housings |  |  | 0
CSH-03U | Corning | Closet Splice Housing (CSH) 3U holds 12 0.2" splice trays | ea | 263.05 | 197.2875 | 25
CSH-03U-F | Corning | Closet Splice Housing (CSH) 3U holds 7 0.4" splice trays | ea | 263.05 | 197.2875 | 25
CSH-05U | Corning | Closet Splice Housing (CSH) 5U holds 22 0.2" splice trays | ea | 320.45 | 240.3375 | 25
CSH-05U-F | Corning | Closet Splice Housing (CSH) 5U holds 14 0.4" splice trays | ea | 312.55 | 234.4125 | 25
M67-048 | Corning | Splice Tray 12 Single-Fiber Heat-Shrink Fusion Splices - Type 2S | ea | 42.05 | 31.5375 | 25
M67-048-C | Corning | Splice Tray with Clear Cover 12 Single- Fiber Heat-Shrink Fusion Splices - Type 2S | ea | 58.44 | 43.83 | 25
M67-068 | Corning | Splice Tray 6 Single-Fiber Heat-Shrink Fusion Splices - Type 2R | ea | 43.69 | 32.7675 | 25
M67-076 | Corning | Splice Tray 12 Single-Fiber Heat-Shrink Fusion Splices - Type 4S | ea | 42.89 | 32.1675 | 25
M67-078 | Corning | Splice Tray 24 Single-Fiber Heat-Shrink Fusion Splices - Type 4S Wide | ea | 44.55 | 33.4125 | 25
M67-110 | Corning | Splice Tray 12 Single-Fiber Heat-Shrink Fusion Splices - Type 4R | ea | 42.89 | 32.1675 | 25
M67-112 | Corning | Splice Tray 24 Single-Fiber Heat-Shrink Fusion Splices - Type 2S Long | ea | 44.55 | 33.4125 | 25
UST-024 | Corning | Universal Splice Tray 24 Fiber - Type 4A | ea | 40.45 | 30.3375 | 25
|  | Six Packs |  |  | 0
MFMB-600BB | Multilink | Blank Six Pack Panel | ea | 4.3 | 3.44 | 20
5F100-BLK | Leviton | Blank Six Pack Panel | ea | 7.13 | 4.7771 | 33
MST-06-BLK | Multilink | ST Six Pack MM | ea | 20.61 | 16.488 | 20
MST-06-C-BLK | Multilink | ST Six Pack SM | ea | 20.61 | 16.488 | 20
AP106ST-CER | Fiberconn | ST Six Pack MM | ea | no quote
5F100-1ST | Leviton | ST Six Pack MM | ea | 42.86 | 28.7162 | 33 | 5F100-6MT(updated part)
MSC-06-MM-P-BLK | Multilink | SC Six Pack MM | ea | 18.71 | 14.968 | 20
CCH-CP06-A8 | Corning | SC Six Pack MM | ea | 57.91 | 43.4325 | 25
FDC-CP8P-19 | Corning | SC Eight Pack SM | ea | 64.33 | 48.2475 | 25
CCH-CP12-19T | Corning | ST Twelve Pack SM | ea | 86.49 | 64.8675 | 25
5F100-12A | Leviton | Opt-X LC Six Pack | ea | 91.51 | 61.3117 | 33 | 5F100-2IL(updated part)
|  | Connectors |  |  | 0
R3-H01-3 | Stratos | ST MM Fiber Connector Polymer | ea | no quote
49990-MST | Leviton | ST MM Fiber Connector Ceramic | ea | 6.54 | 4.3818 | 33
95-000-51 | Corning | ST MM Fiber Connector 62.5um Unicam | ea | 17.31 | 12.9825 | 25
95-101-52-SP | Corning | ST MM UV Fiber Connector Ceramic | ea | 5.36 | 4.02 | 25
95-200-52 | Corning | ST SM Fiber Connector Unicam | ea | 19.78 | 14.835 | 25 | 95-200-51(updated part)
95-000-40 | Corning | SC MM Fiber Connector 62.5um Unicam | ea | 13.2 | 9.9 | 25
|  | Breakout Kits |  |  | 0
FAN-BT47-06 | Corning | Corning 6 Strand Breakout Kit 24" | ea | 18.6 | 13.95 | 25
FAN-BT25-12 | Corning | Corning 12 Strand Breakout Kit 24" | ea | 20.27 | 15.2025 | 25
|  | Miscellaneous |  |  | 0
41291-2T* | Leviton | MOS ST Duplex Insert 1u | ea | 11.46 | 7.6782 | 33
LCI300 | STI | Intumescent Sealant 10.1oz | ea | 9.93 | 8.4405 | 15
SSB26 | STI | Firestop Pillow 2x6x9 | ea | 14.79 | 12.5715 | 15
SSP100 | STI | Firestop Putty - Red | ea | 31.21 | 26.5285 | 15
FS100 | STI | 1" Ready Sleeve Firestop Kit | ea | 28.43 | 24.1655 | 15
FS200 | STI | 2" Ready Sleeve Firestop Kit | ea | 37.49 | 31.8665 | 15
FS-ONE | Hilti | Intumescent Firestop Sealant | ea | no quote
FS 657 | Hilti | Fire Block | box | no quote
CP 617 | Hilti | Firestop Putty Pad | ea | no quote
CP 606 | Hilti | Flexible Firestop Sealant | ea | no quote
CP 618 | Hilti | Firestop Putty Stick | ea | no quote
2008604 | Hilti | 4" Speed Sleeve | ea | no quote
236993 | Hilti | Mineral Wool | Pkg | no quote
50352 | Hilti | 6.8/11 M Yellow-Medium | ea | no quote
|  | Bundling |  |  | 0
168563 | Velcro USA | 1 X 12" Velcro Straps - Puck of 10 | ea | 8.8 | 6.6 | 25 | 161026
168564 | Velcro USA | 1 X 8" Velcro Straps - Puck of 10 | ea | 6.46 | 4.845 | 25 | 161025
189589 | Velcro USA | 5/8" Velcro Roll 75' Black | ft | 29 | 21.75 | 25 | 189589
1700 TEMFLEX | 3M | 3/4" X 60' Electrical Tape | ea | 1.34 | 1.005 | 25
T50MR9C2 | Tyton | Mounting Cable Tie 8.5" Natural | ea | 0.93 | 0.651 | 30
48900-IFR | Leviton | Recloseable Storage Ring 11 3/4" | ea | 33.41 | 22.3847 | 33
|  | Cabinets |  |  | 0
11900-736 | CPI | Cube-It Plus Cabinet 24" x 36" x 24" with Plexiglass Door | ea | 841.45 | 631.0875 | 25
12804-701 | CPI | Fan Kit for Cube-It Plus Cabinet | ea | 141.1 | 105.825 | 25
DWR-24-22PD | Middle Atlantic | 42" x 20" Double Hinged Cabinet w/ Plexiglass Door | ea | 1491 | 894.6 | 40
DWR-21-22PD | Middle Atlantic | 37" x 20" Double Hinged Cabinet w/ Plexiglass Door | ea | 1388 | 832.8 | 40
DWR-10-22PD | Middle Atlantic | 17" x 20" Double Hinged Cabinet w/ Plexiglass Door | ea | 896 | 537.6 | 40
DWR-18-22 | Middle Atlantic | 38" x 22" Double Hinged Cabinet | ea | 995 | 597 | 40
PNC20711B | Hoffman | Proline Comm Cabinet 2000x700x1100 Black | ea | 4026.4 | 2415.84 | 40
EWMW242425 | Hoffman | 24x24x25 Dbl Hinged Cabinet | ea | 928.62 | 557.172 | 40
EWMW362425 | Hoffman | 36x24x25 Dbl Hinged Cabinet | ea | 1065.82 | 639.492 | 40
EWMW242430 | Hoffman | 24x24x30 Dbl Hinged Cabinet | ea | 937.9 | 562.74 | 40
EWMW362430 | Hoffman | 36x24x30 Dbl Hinged Cabinet | ea | 1097.32 | 658.392 | 40
|  | Vertical Management |  |  | 0
CK-45C | Middle Atlantic | Cable Organizer Covers Black | ea | 115 | 69 | 40
CK-45 | Middle Atlantic | Center Organizer 84"h Black No Covers | ea | 390 | 234 | 40
11374-703 | CPI | Single Sided Vertical Cable Manager | ea | 428.25 | 321.1875 | 25
|  | Horizontal Management |  |  | 0
491RU-HFR | Leviton | Versi Duct Horizontal Front & Rear 1u | ea | 50.34 | 33.7278 | 33
492RU-HFR | Leviton | Versi Duct Horizontal Front & Rear 2u | ea | 55.26 | 37.0242 | 33
491RU-HFO | Leviton | Versi Duct Hortizontal Front Only 1u | ea | 38.88 | 26.0496 | 33
492RU-HFO | Leviton | Versi Duct Horizontal Front Only 2u | ea | 45.05 | 30.1835 | 33
HCM-2D | Middle Atlantic | 5 Ring Rackmount Cord Manager 2u | ea | 52 | 31.2 | 40
41150-019 | Leviton | Velcro Cord Manager | ea | 36.9 | 24.723 | 33
49253-LPM | Leviton | D-ring Wire Manager 1u | ea | 42.24 | 28.3008 | 33
10683-001 | CPI | Cbl Loop IBM Style Bk | ea | 33.8 | 25.35 | 25
|  | Racks |  |  | 0
EDR19FM45U | Hoffman | 19" X 84" Freestanding Rack Black | ea | 179.04 | 107.424 | 40
SFR-12-18 | Middle Atlantic | Swing Gate Rack 24" x 18" x 21" | ea | 305 | 183 | 40
SFR-20-18 | Middle Atlantic | Swing Gate Rack 38.5" x 18" x 36" | ea | 388 | 232.8 | 40
WRP-8 | Middle Atlantic | Low Profile Wall Mount Rack w/ Plexiglass Door - Putty | ea | 737 | 442.2 | 40
SR-40-32 | Middle Atlantic | PIVOTING RACK 40U 30" USEABLE DEPTH | ea | 2172 | 1303.2 | 40
55053-703 | CPI | 19" x 7' 45U Standard Aluminum Rack | ea | 229.74 | 137.844 | 40
55053-715 | CPI | 19" x 8' 51U Standard Aluminum Rack | ea | 438.52 | 263.112 | 40
|  | Brackets |  |  | 0
WF403 | Panduit | Wall Mount Hinged Bracket 19" x 7" x 12" | ea | 163.25 | 89.7875 | 45 | WBH4E
WF603 | Panduit | Wall Mount Hinged Bracket 19" x 10.5" x 12" | ea | 222.27 | 122.2485 | 45 | WBH6E
HPM-1 | Middle Atlantic | Wall Mount Hinged Bracket 19' x 3.50" x 6" | ea | 48 | 28.8 | 40
HPM-2 | Middle Atlantic | Wall Mount Hinged Brkt 19" x 7" x 6" | ea | 67 | 40.2 | 40
SPM-4 | Middle Atlantic | Sideways Panel Mount W/Cover 2RU | ea | 173 | 103.8 | 40
SPM-2 | Middle Atlantic | Sideways Panel Mount W/Cover 4RU | ea | 153 | 91.8 | 40
|  | Shelves/Panels |  |  | 0
U2 | Middle Atlantic | 2u Solid Shelf 14 3/4"d 50lbs | ea | 78 | 46.8 | 40
U4 | Middle Atlantic | 4u Solid Shelf 15 1/2"d 85lbs | ea | 97 | 58.2 | 40
U317 | Middle Atlantic | 3u Vented Shelf 17 3/4"d 60lbs | ea | 101 | 60.6 | 40
SS | Middle Atlantic | Sliding Shelf 18 3/4"d 50lbs | ea | 207 | 124.2 | 40
VTF1 | Middle Atlantic | Vented Panel 1u | ea | 19 | 11.4 | 40
VTF3 | Middle Atlantic | Vented Panel 3u | ea | 29 | 17.4 | 40
BR1 | Middle Atlantic | Brush Grommet Panel | ea | 68 | 40.8 | 40
LP | Middle Atlantic | Front-Loading Media Holder Black | ea | discontinued |  | 40
|  | PDU’s |  |  | 0
PD-915R | Middle Atlantic | 9 Outlet Rackmount Power Strip 15amp | ea | 156 | 93.6 | 40
PD-920R-NS | Middle Atlantic | 8 Outlet Rackmount Power Strip 20amp | ea | 288 | 172.8 | 40
|  | Cooling |  |  | 0
G109-15A | Knight | Metal Fan Guard 120mm 4.72" | ea | no quote
FAN | Middle Atlantic | 4 1/2" Fan 95 Cfm | ea | 75 | 45 | 40
GUARD | Middle Atlantic | 4 1/2" Fan Guard | ea | 9 | 5.4 | 40
EWMF2 | Hoffman | Fan Kit | ea | 189.56 | 113.736 | 40
|  | Screws |  |  | 0
HP | Middle Atlantic | 10/32 Rack Screw 100pk Black | ea | 31 | 18.6 | 40
HP-24 | Middle Atlantic | 12/24 Rack Screw 100pk Black | ea | 36 | 21.6 | 40
P-1032CN | Hoffman | Cage Nuts for Proline | ea | 34.98 | 20.988 | 40
|  | Miscellaneous |  |  | 0
DWR-RR40 | Middle Atlantic | DWR Rear Rail Kit 70" | ea | 124 | 74.4 | 40
PFD-18 | Middle Atlantic | Plexiglass Door for DWR-18 | ea | 380 | 228 | 40
D19BPT1RU | Hoffman | Tool-less 1U Blanking | ea | 144.76 | 86.856 | 40
D19BPT2RU | Hoffman | Tool-less 2U Blanking | ea | 159.18 | 95.508 | 40
|  | J Hooks |  |  | 0
CAT214Z34 | Erico | 1 5/16" J-Hook W/Drop Wire Clip Box of 60 | C | 481.97 | 361.4775 | 25
CAT2124SM | Erico | 1 5/16" J-Hook W/Hammer On Bracket Box of 40 | C | 455.53 | 341.6475 | 25 | CAT21HP912SM(updated part)
CAT32 | Erico | 2" J-Hook Box of 60 | C | 356.98 | 267.735 | 25 | CAT32HP(updated part)
CAT326Z34 | Erico | 2" J-Hook W/Drop Wire Clip 3/8"-9/16" Box of 40 | C | 556.05 | 417.0375 | 25
CAT324Z34 | Erico | 2" J-Hook W/Drop Wire Clip 1/8"- 3/8"Box of 40 | C | 556.05 | 417.0375 | 25
CAT32912 | Erico | 2" J-Hook W/Hammer On Beam Clamp 360 Deg. Box of 20 | C | 793.86 | 595.395 | 25
CAT12 | Erico | 3/4" J-Hook Box of 50 | C | 170.08 | 127.56 | 25
CAT124Z34 | Erico | 3/4" J-Hook W/Drop Wire Clip Box of 60 | C | 279.98 | 209.985 | 25
M58 | Erico | 5/16"-1/2" Hammer On Flange Box of 100 | C | 102.2 | 76.65 | 25
BC | Erico | Beam Clamp 1/2" Flange Box of 100 | C | 123.59 | 92.6925 | 25
CAT21 | Erico | 1 5/16" J-Hook Box of 80 | C | 295.51 | 221.6325 | 25
4Z34 | Erico | Drop Wire Clip Box of 100 | C | 49.78 | 37.335 | 25
CAT64 | Erico | 4" J-Hook Box of 25 | C | 696.11 | 522.0825 | 25
386240-HILTI | Hilti | D-Ring Plenum Rated | box | no quote
373260/9 | Hilti | D-Ring Pipe Hanger | box | no quote
|  | Ladder Rack |  |  | 0
CLB-10 | Middle Atlantic | Ladder Rack 10' X 12" | ea | 169 | 101.4 | 40
CLB-TSB | Middle Atlantic | Ladder 12" 90 Wall Bracket | ea | 66 | 39.6 | 40
CLH-WRS | Middle Atlantic | Ladder Wall Support Hardware | ea | 44 | 26.4 | 40
|  | Cable Tray |  |  | 0
CABLEXIT | Cablofil | Cable Exit | ea | 10.64 | 6.7032 | 37
CF54/300-EZ | Cablofil | Ez Cable Tray | ea | 149.46 | 94.1598 | 37
EDRN EX B | Cablofil | Ez Tray Joint Splices | ea | 197.7 | 124.551 | 37
FASPCH300PG | Cablofil | FAS PCH 12" Center | ea | 20.72 | 13.0536 | 37
SWKEZ | Cablofil | Splice Washer Kit | ea | 128.5 | 80.955 | 37
CF54/300-EZ | Cablofil | 40 | ea | 149.46 | 94.1598 | 37
SWKB | Cablofil | Screw And Washer Kit | ea | 147.68 | 93.0384 | 37
FRT4X4YL | Panduit | Tee 4 inch | ea | 123.16 | 67.738 | 45
FRBC4X4YL | Panduit | 4 inch coupler | ea | 28.9 | 15.895 | 45
FROV454X4YL | Panduit | 4 inch outside 45 | ea | 91.9 | 50.545 | 45
FRIVT4X4YL | Panduit | 4 inch inside 45 | ea | 91.9 | 55.14 | 40 | FRIV454X4YL(updated part)
FRVT4X4YL | Panduit | 4 inch spillout | ea | 150.8 | 82.94 | 45
FRRA4X4YL | Panduit | 4 inch horiz 90 | ea | 115.3 | 63.415 | 45
FRUDT4X4YL | Panduit | 4 inch split tube adaptor | ea | no quote
FR4X4YL6 | Panduit | 4 inch tray 6ft length | ea | 18.82 | 11.292 | 40
FROV45SC4YL | Panduit | Outside 45 cover, split | ea | 68.7 | 41.22 | 40
|  | Raceway |  |  | 0
TSR2I-6A | Tyton | Tyton Raceway 1 1/4" W X 3/4" H X 6' L Tsr2i-6a 6' Stk | ft | 2 | 1.4 | 30
TSR2I-8A | Tyton | Tyton 1 1/4" Plastic Latch Duct Ivory 8' Stk | ft | 2 | 1.4 | 30
TSR2I-14 | Tyton | Tyton 1 1/4" Straight Coupling Ivory 10/Pkg | ea | 1.68 | 1.176 | 30
TSR2I-21 | Tyton | Tyton 1 1/4" T Ivory | ea | 1.86 | 1.302 | 30
TSR2I-25 | Tyton | Tyton Elbow Cover - 1 1/4" | ea | 1.86 | 1.302 | 30
TSR2I-36 | Tyton | Tyton End Cap - 1 1/4" | ea | 1.68 | 1.176 | 30
TSR2I-33 | Tyton | Tyton Internal Cover - 1 1/4" Tsr2i-33 10/Pkg | ea | 1.86 | 1.302 | 30
TSR1I-8A | Tyton | Tyton 3/4" Plastic Latch Duct Ivory 8' Stk | ft | 1.42 | 0.994 | 30
TSR1W-8A | Tyton | Tyton 3/4" Plastic Latch Duct White 8' Stk | ft | 1.42 | 0.994 | 30
TSR1W-29 | Tyton | Tyton 3/4" 90 Degree White | ea | 3.1 | 2.17 | 30
TSR1W-50 | Tyton | Tyton Ceiling Drop 3/4" White | ea | 2.76 | 1.932 | 30
TSR1W-25 | Tyton | Tyton Elbow Cover - 3/4" | ea | 1.7 | 1.19 | 30
TSR1W-36 | Tyton | Tyton End Cap - 3/4" | ea | 1.52 | 1.064 | 30
TSR1W-33 | Tyton | Tyton Internal Cover - 3/4" | ea | 1.7 | 1.19 | 30
TSR1W-14 | Tyton | Tyton 3/4" Straight Coupling White | ea | 1.52 | 1.064 | 30
TSR1W-21 | Tyton | Tyton 3/4" T White | ea | 1.7 | 1.19 | 30
SL2X2W | Tyton | Tyton 2x2" Slotted Plastic Duct White 6' Stk | ft | 3.7 | 2.59 | 30 | 181-22028(updated part)
TC4W4 | Tyton | Tyton 4" Cover White 6' Stk | ft | 1.8 | 1.26 | 30 | 181-94014(updated part)
SD4X4W | Tyton | Tyton 4x4" Solid Plastic Duct White 6' Stk | ft | 7.38 | 5.166 | 30 | 181-44015(updated part)
LD3IG6-A | Panduit | Panduit Surface Raceway .75" x 8' | ea | 3.3 | 1.65 | 50
LD5IW8-A | Panduit | Panduit Surface Raceway 1" x 8' | ft | 2.58 | 1.548 | 40
LD10IW8-A | Panduit | Panduit Surface Raceway 1.5" x 8' | ft | 3.54 | 2.124 | 40
JBP1 | Panduit | Panduit Surface Mount Outlet Box Single Gang | ea | 9.04 | 5.424 | 40
JBP2 | Panduit | Panduit Surface Mount Outlet Box Double Gang | ea | 12.04 | 7.224 | 40
42777-1IA | Leviton | Leviton 1g Surface Box 1.89"d Ivory | ea | 4.01 | 2.6867 | 33
|  | Innerduct |  |  | 0
124011 | Ipex | 1" Plenum Innerduct W/rope 250' Reel | ft | no quote
KPV125TC | Ipex | 1 1/4" Plenum-guard W/Rope 200ft Box | ft | no quote
173944 | Ipex | 2" Plenum Innerduct W/Rope 10 ft | ft | no quote
|  | PVC Conduit |  |  | 0
A52CA12 | Cantex | 2" Schedule 40 10' Stick Length | ea | no quote
1046 | Topaz | 2" Schedule 40 Sweep 90 Elbow | ea | no quote
1016 | Topaz | 2" Schedule 40 Coupling | ea | no quote
A52EA12 | Cantex | 4" Schedule 40 10' Stick Length | ea | no quote
1050 | Topaz | 4" Schedule 40 Sweep 90 Elbow | ea | no quote
1020 | Topaz | 4" Schedule 40 Coupling | ea | no quote
A52GA12 | Cantex | 6" Schedule 40 10' Stick Length | ea | no quote
1050B | Topaz | 6" Schedule 40 Sweep 90 Elbow | ea | no quote
1020B | Topaz | 6" Schedule 40 Coupling | ea | no quote
A53CA12 | Cantex | 2" Schedule 80 10' Stick Length | ea | no quote
1046 | Topaz | 2" Schedule 80 Sweep 90 Elbow | ea | no quote
1016 | Topaz | 2" Schedule 80 Coupling | ea | no quote
A53EA12 | Cantex | 4" Schedule 80 10' Stick Length | ea | no quote
1050 | Topaz | 4" Schedule 80 Sweep 90 Elbow | ea | no quote
1020 | Topaz | 4" Schedule 80 Coupling | ea | no quote
A53GA12 | Cantex | 6" Schedule 80 10' Stick Length | ea | no quote
A52GA12 | Topaz | 6" Schedule 80 Sweep 90 Elbow | ea | no quote
1050B | Topaz | 6" Schedule 80 Coupling | ea | no quote
|  | Metal Conduit |  |  | 0
2EMT | American | 2" X 10' EMT Conduit | ft | no quote
245DC | American | 2" EMT Coupler | ea | no quote
HSWBS | American | 2" EMT Hanger | ea | no quote
|  | Miscellaneous |  |  | 0
PP10AI | Hubbell | Power Pole 10' Ivory Power/Communication | ea | no quote
SI-4754 | Senior | Aluminum D-Ring 3.75 X 3.11 | ea | no quote
SI-4755 | Senior | Aluminum D-Ring 3.75 X 5.12 | ea | no quote
MP1P | Erico | Single Gang Mounting Bracket Plastic Box of 10 | ea | 126.4 | 94.8 | 25
MPLS | Erico | Single Gang Mounting Bracket W/Screws | ea | 190.6 | 142.95 | 25
H10438ROD | Cooper B-Line | 3/8" All Thread 10' Stk | ft | no quote
|  | 5/8"x11- 10 ft. all-thread rod | ft | no quote
|  | 5/8"x11 nut | ea | no quote
|  | 5/8" lock washer | ea | no quote
|  | 5/8" fender washer (~1.5 in diameter) | ea | no quote
|  | Pigtails |  |  | 0
UST-XXX-JH-001-Q-001 | AFL | Singlemode Fiber Optic Termination Connector, ST Pig tail | ea | 6.18 | 3.708 | 40 | UST-XXX-JH-001-Q-001
USC-XXX-JH-001-Q-001 | AFL | Singlemode Fiber Optic Termination Connector, SC Pig tail | ea | 6.88 | 4.128 | 40 | USC-XXX-JH-001-Q-001
ULC-XXX-JH-001-Q-001 | AFL | Singlemode Fiber Optic Termination Connector, LC Pig tail | ea | 6.76 | 4.056 | 40 | ULC-XXX-JH-001-Q-001
PST-XXX-JH-001-2-001 | AFL | Multimode Fiber Optic Termination Connector, ST Pig tail | ea | 6.3 | 3.78 | 40 | PST-XXX-JH-001-2-001
PSC-XXX-JH-001-2-001 | AFL | Multimode Fiber Optic Termination Connector, SC Pig tail | ea | 7.2 | 4.32 | 40 | PSC-XXX-JH-001-2-001
PLC-XXX-JH-001-2-001 | AFL | Multimode Fiber Optic Termination Connector, LC Pig tail | ea | 6.64 | 3.984 | 40 | PLC-XXX-JH-001-2-001
|  | Fiber |  |  | 0
2-STST-Z62R-01M | CP technologies | Duplex MM 62.5 ST-ST 01M Fiber Jumper | ea | 20.88 | 14.616 | 30 | ST2-01
2-STST-Z62R-03M | CP technologies | Duplex MM 62.5 ST-ST 03M Fiber Jumper | ea | 22.2 | 15.54 | 30 | ST2-03
2-STST-Z62R-05M | CP technologies | Duplex MM 62.5 ST-ST 05M Fiber Jumper | ea | 23.74 | 16.618 | 30 | ST2-05
2-STST-Z62R-07M | CP technologies | Duplex MM 62.5 ST-ST 07M Fiber Jumper | ea | 25.06 | 17.542 | 30 | ST2-07
2-STST-Z62R-10M | CP technologies | Duplex MM 62.5 ST-ST 10M Fiber Jumper | ea | 27.26 | 19.082 | 30 | ST2-10
2-STST-Z62R-12M | CP technologies | Duplex MM 62.5 ST-ST 12M Fiber Jumper | ea | 28.8 | 20.16 | 30 | ST2-12
2-STST-Z62R-15M | CP technologies | Duplex MM 62.5 ST-ST 15M Fiber Jumper | ea | 31 | 21.7 | 30 | ST2-15
2-STST-Z62R-20M | CP technologies | Duplex MM 62.5 ST-ST 20M Fiber Jumper | ea | 34.52 | 24.164 | 30 | ST2-20
2-STST-Z62R-25M | CP technologies | Duplex MM 62.5 ST-ST 25M Fiber Jumper | ea | 38.04 | 26.628 | 30 | ST2-25
2-STST-Z50RA-01M | CP technologies | Duplex OM3 MM 50 ST-ST 01M Fiber Jumper | ea | 21.28 | 14.896 | 30 | ST2-01-10GIG-AQ
2-STST-Z50RA-03M | CP technologies | Duplex OM3 MM 50 ST-ST 03M Fiber Jumper | ea | 23.2 | 16.24 | 30 | ST2-03-10GIG-AQ
2-STST-Z50RA-05M | CP technologies | Duplex OM3 MM 50 ST-ST 05M Fiber Jumper | ea | 25.44 | 17.808 | 30 | ST2-05-10GIG-AQ
2-STST-Z50RA-07M | CP technologies | Duplex OM3 MM 50 ST-ST 07M Fiber Jumper | ea | 27.36 | 19.152 | 30 | ST2-07-10GIG-AQ
2-STST-Z50RA-10M | CP technologies | Duplex OM3 MM 50 ST-ST 10M Fiber Jumper | ea | 30.56 | 21.392 | 30 | ST2-10-10GIG-AQ
2-STST-Z50RA-12M | CP technologies | Duplex OM3 MM 50 ST-ST 12M Fiber Jumper | ea | 32.8 | 22.96 | 30 | ST2-12-10GIG-AQ
2-STST-Z50RA-15M | CP technologies | Duplex OM3 MM 50 ST-ST 15M Fiber Jumper | ea | 36 | 25.2 | 30 | ST2-15-10GIG-AQ
2-STST-Z50RA-20M | CP technologies | Duplex OM3 MM 50 ST-ST 20M Fiber Jumper | ea | 41.12 | 28.784 | 30 | ST2-20-10GIG-AQ
2-STST-Z50RA-25M | CP technologies | Duplex OM3 MM 50 ST-ST 25M Fiber Jumper | ea | 46.24 | 32.368 | 30 | ST2-25-10GIG-AQ
2-STST-Z08R-01M | CP technologies | Duplex SM ST-ST 01M Fiber Jumper | ea | 24.64 | 17.248 | 30 | ST2-SMD-01
2-STST-Z08R-03M | CP technologies | Duplex SM ST-ST 03M Fiber Jumper | ea | 25.6 | 17.92 | 30 | ST2-SMD-03
2-STST-Z08R-05M | CP technologies | Duplex SM ST-ST 05M Fiber Jumper | ea | 26.72 | 18.704 | 30 | ST2-SMD-05
2-STST-Z08R-07M | CP technologies | Duplex SM ST-ST 07M Fiber Jumper | ea | 27.68 | 19.376 | 30 | ST2-SMD-07
2-STST-Z08R-10M | CP technologies | Duplex SM ST-ST 10M Fiber Jumper | ea | 29.28 | 20.496 | 30 | ST2-SMD-10
2-STST-Z08R-12M | CP technologies | Duplex SM ST-ST 12M Fiber Jumper | ea | 30.4 | 21.28 | 30 | ST2-SMD-12
2-STST-Z08R-15M | CP technologies | Duplex SM ST-ST 15M Fiber Jumper | ea | 32 | 22.4 | 30 | ST2-SMD-15
2-STST-Z08R-20M | CP technologies | Duplex SM ST-ST 20M Fiber Jumper | ea | 34.56 | 24.192 | 30 | ST2-SMD-20
2-STST-Z08R-25M | CP technologies | Duplex SM ST-ST 25M Fiber Jumper | ea | 37.12 | 25.984 | 30 | ST-SMD-25
2-STSC-Z62R-01M | CP technologies | Duplex MM 62.5 ST-SC 01M Fiber Jumper | ea | 20.88 | 14.616 | 30 | STSC-01
2-STSC-Z62R-03M | CP technologies | Duplex MM 62.5 ST-SC 03M Fiber Jumper | ea | 22.2 | 15.54 | 30 | STSC-03
2-STSC-Z62R-05M | CP technologies | Duplex MM 62.5 ST-SC 05M Fiber Jumper | ea | 23.74 | 16.618 | 30 | STSC-05
2-STSC-Z62R-07M | CP technologies | Duplex MM 62.5 ST-SC 07M Fiber Jumper | ea | 25.06 | 17.542 | 30 | STSC-07
2-STSC-Z62R-10M | CP technologies | Duplex MM 62.5 ST-SC 10M Fiber Jumper | ea | 27.26 | 19.082 | 30 | STSC-10
2-STSC-Z62R-12M | CP technologies | Duplex MM 62.5 ST-SC 12M Fiber Jumper | ea | 28.8 | 20.16 | 30 | STSC-12
2-STSC-Z62R-15M | CP technologies | Duplex MM 62.5 ST-SC 15M Fiber Jumper | ea | 31 | 21.7 | 30 | STSC-15
2-STSC-Z62R-20M | CP technologies | Duplex MM 62.5 ST-SC 20M Fiber Jumper | ea | 34.52 | 24.164 | 30 | STSC-20
2-STSC-Z62R-25M | CP technologies | Duplex MM 62.5 ST-SC 25M Fiber Jumper | ea | 38.04 | 26.628 | 30 | STSC-25
2-STSC-Z50RA-01M | CP technologies | Duplex OM3 MM 50 ST-SC 01M Fiber Jumper | ea | 21.28 | 14.896 | 30 | STSC-01-10GIG-AQ
2-STSC-Z50RA-03M | CP technologies | Duplex OM3 MM 50 ST-SC 03M Fiber Jumper | ea | 23.2 | 16.24 | 30 | STSC-03-10GIG-AQ
2-STSC-Z50RA-05M | CP technologies | Duplex OM3 MM 50 ST-SC 05M Fiber Jumper | ea | 25.44 | 17.808 | 30 | STSC-05-10GIG-AQ
2-STSC-Z50RA-07M | CP technologies | Duplex OM3 MM 50 ST-SC 07M Fiber Jumper | ea | 27.36 | 19.152 | 30 | STSC-07-10GIG-AQ
2-STSC-Z50RA-10M | CP technologies | Duplex OM3 MM 50 ST-SC 10M Fiber Jumper | ea | 30.56 | 21.392 | 30 | STSC-10-10GIG-AQ
2-STSC-Z50RA-12M | CP technologies | Duplex OM3 MM 50 ST-SC 12M Fiber Jumper | ea | 32.8 | 22.96 | 30 | STSC-12-10GIG-AQ
2-STSC-Z50RA-15M | CP technologies | Duplex OM3 MM 50 ST-SC 15M Fiber Jumper | ea | 36 | 25.2 | 30 | STSC-15-10GIG-AQ
2-STSC-Z50RA-20M | CP technologies | Duplex OM3 MM 50 ST-SC 20M Fiber Jumper | ea | 41.12 | 28.784 | 30 | STSC-20-10GIG-AQ
2-STSC-Z50RA-25M | CP technologies | Duplex OM3 MM 50 ST-SC 25M Fiber Jumper | ea | 46.24 | 32.368 | 30 | STSC-25-10GIG-AQ
2-STSC-Z08R-01M | CP technologies | Duplex SM ST-SC 01M Fiber Jumper | ea | 24.64 | 17.248 | 30 | STSC-SMD-01
2-STSC-Z08R-03M | CP technologies | Duplex SM ST-SC 03M Fiber Jumper | ea | 25.6 | 17.92 | 30 | STSC-SMD-03
2-STSC-Z08R-05M | CP technologies | Duplex SM ST-SC 05M Fiber Jumper | ea | 26.72 | 18.704 | 30 | STSC-SMD-05
2-STSC-Z08R-07M | CP technologies | Duplex SM ST-SC 07M Fiber Jumper | ea | 27.68 | 19.376 | 30 | STSC-SMD-07
2-STSC-Z08R-10M | CP technologies | Duplex SM ST-SC 10M Fiber Jumper | ea | 29.28 | 20.496 | 30 | STSC-SMD-10
2-STSC-Z08R-12M | CP technologies | Duplex SM ST-SC 12M Fiber Jumper | ea | 30.4 | 21.28 | 30 | STSC-SMD-12
2-STSC-Z08R-15M | CP technologies | Duplex SM ST-SC 15M Fiber Jumper | ea | 32 | 22.4 | 30 | STSC-SMD-15
2-STSC-Z08R-20M | CP technologies | Duplex SM ST-SC 20M Fiber Jumper | ea | 34.56 | 24.192 | 30 | STSC-SMD-20
2-STSC-Z08R-25M | CP technologies | Duplex SM ST-SC 25M Fiber Jumper | ea | 37.12 | 25.984 | 30 | STSC-SMD-25
2-STLC-Z62R-01M | CP technologies | Duplex MM 62.5 ST-LC 01M Fiber Jumper | ea | 20.88 | 14.616 | 30 | LCST-01
2-STLC-Z62R-03M | CP technologies | Duplex MM 62.5 ST-LC 03M Fiber Jumper | ea | 22.2 | 15.54 | 30 | LCST-03
2-STLC-Z62R-05M | CP technologies | Duplex MM 62.5 ST-LC 05M Fiber Jumper | ea | 23.74 | 16.618 | 30 | LCST-05
2-STLC-Z62R-07M | CP technologies | Duplex MM 62.5 ST-LC 07M Fiber Jumper | ea | 25.06 | 17.542 | 30 | LCST-07
2-STLC-Z62R-10M | CP technologies | Duplex MM 62.5 ST-LC 10M Fiber Jumper | ea | 27.26 | 19.082 | 30 | LCST-10
2-STLC-Z62R-12M | CP technologies | Duplex MM 62.5 ST-LC 12M Fiber Jumper | ea | 28.8 | 20.16 | 30 | LCST-12
2-STLC-Z62R-15M | CP technologies | Duplex MM 62.5 ST-LC 15M Fiber Jumper | ea | 31 | 21.7 | 30 | LCST-15
2-STLC-Z62R-20M | CP technologies | Duplex MM 62.5 ST-LC 20M Fiber Jumper | ea | 34.52 | 24.164 | 30 | LCST-20
2-STLC-Z62R-25M | CP technologies | Duplex MM 62.5 ST-LC 25M Fiber Jumper | ea | 38.04 | 26.628 | 30 | LCST-25
2-STLC-Z50RA-01M | CP technologies | Duplex OM3 MM 50 ST-LC 01M Fiber Jumper | ea | 21.28 | 14.896 | 30 | LCST-01-10GIG-AQ
2-STLC-Z50RA-03M | CP technologies | Duplex OM3 MM 50 ST-LC 03M Fiber Jumper | ea | 23.2 | 16.24 | 30 | LCST-03-10GIG-AQ
2-STLC-Z50RA-05M | CP technologies | Duplex OM3 MM 50 ST-LC 05M Fiber Jumper | ea | 25.44 | 17.808 | 30 | LCST-05-10GIG-AQ
2-STLC-Z50RA-07M | CP technologies | Duplex OM3 MM 50 ST-LC 07M Fiber Jumper | ea | 27.36 | 19.152 | 30 | LCST-07-10GIG-AQ
2-STLC-Z50RA-10M | CP technologies | Duplex OM3 MM 50 ST-LC 10M Fiber Jumper | ea | 30.56 | 21.392 | 30 | LCST-10-10GIG-AQ
2-STLC-Z50RA-12M | CP technologies | Duplex OM3 MM 50 ST-LC 12M Fiber Jumper | ea | 32.8 | 22.96 | 30 | LCST-12-10GIG-AQ
2-STLC-Z50RA-15M | CP technologies | Duplex OM3 MM 50 ST-LC 15M Fiber Jumper | ea | 36 | 25.2 | 30 | LCST-15-10GIG-AQ
2-STLC-Z50RA-20M | CP technologies | Duplex OM3 MM 50 ST-LC 20M Fiber Jumper | ea | 41.12 | 28.784 | 30 | LCST-20-10GIG-AQ
2-STLC-Z50RA-25M | CP technologies | Duplex OM3 MM 50 ST-LC 25M Fiber Jumper | ea | 46.24 | 32.368 | 30 | LCST-25-10GIG-AQ
2-STLC-Z08R-01M | CP technologies | Duplex SM ST-LC 01M Fiber Jumper | ea | 24.64 | 17.248 | 30 | LCST-SMD-01
2-STLC-Z08R-03M | CP technologies | Duplex SM ST-LC 03M Fiber Jumper | ea | 25.6 | 17.92 | 30 | LCST-SMD-03
2-STLC-Z08R-05M | CP technologies | Duplex SM ST-LC 05M Fiber Jumper | ea | 26.72 | 18.704 | 30 | LCST-SMD-05
2-STLC-Z08R-07M | CP technologies | Duplex SM ST-LC 07M Fiber Jumper | ea | 27.68 | 19.376 | 30 | LCST-SMD-07
2-STLC-Z08R-10M | CP technologies | Duplex SM ST-LC 10M Fiber Jumper | ea | 29.28 | 20.496 | 30 | LCST-SMD-10
2-STLC-Z08R-12M | CP technologies | Duplex SM ST-LC 12M Fiber Jumper | ea | 30.4 | 21.28 | 30 | LCST-SMD-12
2-STLC-Z08R-15M | CP technologies | Duplex SM ST-LC 15M Fiber Jumper | ea | 32 | 22.4 | 30 | LCST-SMD-15
2-STLC-Z08R-20M | CP technologies | Duplex SM ST-LC 20M Fiber Jumper | ea | 34.56 | 24.192 | 30 | LCST-SMD-20
2-STLC-Z08R-25M | CP technologies | Duplex SM ST-LC 25M Fiber Jumper | ea | 37.12 | 25.984 | 30 | LCST-SMD-25
2-STFC-Z62R-01M | CP technologies | Duplex MM 62.5 ST-FC 01M Fiber Jumper | ea | 20.88 | 14.616 | 30 | FCST-01
2-STFC-Z62R-03M | CP technologies | Duplex MM 62.5 ST-FC 03M Fiber Jumper | ea | 22.2 | 15.54 | 30 | FCST-03
2-STFC-Z62R-05M | CP technologies | Duplex MM 62.5 ST-FC 05M Fiber Jumper | ea | 23.74 | 16.618 | 30 | FCST-05
2-STFC-Z62R-07M | CP technologies | Duplex MM 62.5 ST-FC 07M Fiber Jumper | ea | 25.06 | 17.542 | 30 | FCST-07
2-STFC-Z62R-10M | CP technologies | Duplex MM 62.5 ST-FC 10M Fiber Jumper | ea | 27.26 | 19.082 | 30 | FCST-10
2-STFC-Z62R-12M | CP technologies | Duplex MM 62.5 ST-FC 12M Fiber Jumper | ea | 28.8 | 20.16 | 30 | FCST-12
2-STFC-Z62R-15M | CP technologies | Duplex MM 62.5 ST-FC 15M Fiber Jumper | ea | 31 | 21.7 | 30 | FCST-15
2-STFC-Z62R-20M | CP technologies | Duplex MM 62.5 ST-FC 20M Fiber Jumper | ea | 34.52 | 24.164 | 30 | FCST-20
2-STFC-Z62R-25M | CP technologies | Duplex MM 62.5 ST-FC 25M Fiber Jumper | ea | 38.04 | 26.628 | 30 | FCST-25
2-STFC-Z50RA-01M | CP technologies | Duplex OM3 MM 50 ST-FC 01M Fiber Jumper | ea | 21.28 | 14.896 | 30 | FCST-01-10GIG-AQ
2-STFC-Z50RA-03M | CP technologies | Duplex OM3 MM 50 ST-FC 03M Fiber Jumper | ea | 23.2 | 16.24 | 30 | FCST-03-10GIG-AQ
2-STFC-Z50RA-05M | CP technologies | Duplex OM3 MM 50 ST-FC 05M Fiber Jumper | ea | 25.44 | 17.808 | 30 | FCST-05-10GIG-AQ
2-STFC-Z50RA-07M | CP technologies | Duplex OM3 MM 50 ST-FC 07M Fiber Jumper | ea | 27.36 | 19.152 | 30 | FCST-07-10GIG-AQ
2-STFC-Z50RA-10M | CP technologies | Duplex OM3 MM 50 ST-FC 10M Fiber Jumper | ea | 30.56 | 21.392 | 30 | FCST-10-10GIG-AQ
2-STFC-Z50RA-12M | CP technologies | Duplex OM3 MM 50 ST-FC 12M Fiber Jumper | ea | 32.8 | 22.96 | 30 | FCST-12-10GIG-AQ
2-STFC-Z50RA-15M | CP technologies | Duplex OM3 MM 50 ST-FC 15M Fiber Jumper | ea | 36 | 25.2 | 30 | FCST-15-10GIG-AQ
2-STFC-Z50RA-20M | CP technologies | Duplex OM3 MM 50 ST-FC 20M Fiber Jumper | ea | 41.12 | 28.784 | 30 | FCST-20-10GIG-AQ
2-STFC-Z50RA-25M | CP technologies | Duplex OM3 MM 50 ST-FC 25M Fiber Jumper | ea | 46.24 | 32.368 | 30 | FCST-25-10GIG-AQ
2-STFC-Z08R-01M | CP technologies | Duplex SM ST-FC 01M Fiber Jumper | ea | 24.64 | 17.248 | 30 | FCST-SMD-01
2-STFC-Z08R-03M | CP technologies | Duplex SM ST-FC 03M Fiber Jumper | ea | 25.6 | 17.92 | 30 | FCST-SMD-03
2-STFC-Z08R-05M | CP technologies | Duplex SM ST-FC 05M Fiber Jumper | ea | 26.72 | 18.704 | 30 | FCST-SMD-05
2-STFC-Z08R-07M | CP technologies | Duplex SM ST-FC 07M Fiber Jumper | ea | 27.68 | 19.376 | 30 | FCST-SMD-07
2-STFC-Z08R-10M | CP technologies | Duplex SM ST-FC 10M Fiber Jumper | ea | 29.28 | 20.496 | 30 | FCST-SMD-10
2-STFC-Z08R-12M | CP technologies | Duplex SM ST-FC 12M Fiber Jumper | ea | 30.4 | 21.28 | 30 | FCST-SMD-12
2-STFC-Z08R-15M | CP technologies | Duplex SM ST-FC 15M Fiber Jumper | ea | 32 | 22.4 | 30 | FCST-SMD-15
2-STFC-Z08R-20M | CP technologies | Duplex SM ST-FC 20M Fiber Jumper | ea | 34.56 | 24.192 | 30 | FCST-SMD-20
2-STFC-Z08R-25M | CP technologies | Duplex SM ST-FC 25M Fiber Jumper | ea | 37.12 | 25.984 | 30 | FCST-SMD-25
2-SCSC-Z62R-01M | CP technologies | Duplex MM 62.5 SC-SC 01M Fiber Jumper | ea | 20.88 | 14.616 | 30 | SC2-01
2-SCSC-Z62R-03M | CP technologies | Duplex MM 62.5 SC-SC 03M Fiber Jumper | ea | 22.2 | 15.54 | 30 | SC2-03
2-SCSC-Z62R-05M | CP technologies | Duplex MM 62.5 SC-SC 05M Fiber Jumper | ea | 23.74 | 16.618 | 30 | SC2-05
2-SCSC-Z62R-07M | CP technologies | Duplex MM 62.5 SC-SC 07M Fiber Jumper | ea | 25.06 | 17.542 | 30 | SC2-07
2-SCSC-Z62R-10M | CP technologies | Duplex MM 62.5 SC-SC 10M Fiber Jumper | ea | 27.26 | 19.082 | 30 | SC2-10
2-SCSC-Z62R-12M | CP technologies | Duplex MM 62.5 SC-SC 12M Fiber Jumper | ea | 28.8 | 20.16 | 30 | SC2-12
2-SCSC-Z62R-15M | CP technologies | Duplex MM 62.5 SC-SC 15M Fiber Jumper | ea | 31 | 21.7 | 30 | SC2-15
2-SCSC-Z62R-20M | CP technologies | Duplex MM 62.5 SC-SC 20M Fiber Jumper | ea | 34.52 | 24.164 | 30 | SC2-20
2-SCSC-Z62R-25M | CP technologies | Duplex MM 62.5 SC-SC 25M Fiber Jumper | ea | 38.04 | 26.628 | 30 | SC2-25
2-SCSC-Z50RA-01M | CP technologies | Duplex OM3 MM 50 SC-SC 01M Fiber Jumper | ea | 21.28 | 14.896 | 30 | SC2-01-10GIG-AQ
2-SCSC-Z50RA-03M | CP technologies | Duplex OM3 MM 50 SC-SC 03M Fiber Jumper | ea | 23.2 | 16.24 | 30 | SC2-03-10GIG-AQ
2-SCSC-Z50RA-05M | CP technologies | Duplex OM3 MM 50 SC-SC 05M Fiber Jumper | ea | 25.44 | 17.808 | 30 | SC2-05-10GIG-AQ
2-SCSC-Z50RA-07M | CP technologies | Duplex OM3 MM 50 SC-SC 07M Fiber Jumper | ea | 27.36 | 19.152 | 30 | SC2-07-10GIG-AQ
2-SCSC-Z50RA-10M | CP technologies | Duplex OM3 MM 50 SC-SC 10M Fiber Jumper | ea | 30.56 | 21.392 | 30 | SC2-10-10GIG-AQ
2-SCSC-Z50RA-12M | CP technologies | Duplex OM3 MM 50 SC-SC 12M Fiber Jumper | ea | 32.8 | 22.96 | 30 | SC2-12-10GIG-AQ
2-SCSC-Z50RA-15M | CP technologies | Duplex OM3 MM 50 SC-SC 15M Fiber Jumper | ea | 36 | 25.2 | 30 | SC2-15-10GIG-AQ
2-SCSC-Z50RA-20M | CP technologies | Duplex OM3 MM 50 SC-SC 20M Fiber Jumper | ea | 41.12 | 28.784 | 30 | SC2-20-10GIG-AQ
2-SCSC-Z50RA-25M | CP technologies | Duplex OM3 MM 50 SC-SC 25M Fiber Jumper | ea | 46.24 | 32.368 | 30 | SC2-25-10GIG-AQ
2-SCSC-Z08R-01M | CP technologies | Duplex SM SC-SC 01M Fiber Jumper | ea | 24.64 | 17.248 | 30 | SC2-SMD-01
2-SCSC-Z08R-03M | CP technologies | Duplex SM SC-SC 03M Fiber Jumper | ea | 25.6 | 17.92 | 30 | SC2-SMD-03
2-SCSC-Z08R-05M | CP technologies | Duplex SM SC-SC 05M Fiber Jumper | ea | 26.72 | 18.704 | 30 | SC2-SMD-05
2-SCSC-Z08R-07M | CP technologies | Duplex SM SC-SC 07M Fiber Jumper | ea | 27.68 | 19.376 | 30 | SC2-SMD-07
2-SCSC-Z08R-10M | CP technologies | Duplex SM SC-SC 10M Fiber Jumper | ea | 29.28 | 20.496 | 30 | SC2-SMD-10
2-SCSC-Z08R-12M | CP technologies | Duplex SM SC-SC 12M Fiber Jumper | ea | 30.4 | 21.28 | 30 | SC2-SMD-12
2-SCSC-Z08R-15M | CP technologies | Duplex SM SC-SC 15M Fiber Jumper | ea | 32 | 22.4 | 30 | SC2-SMD-15
2-SCSC-Z08R-20M | CP technologies | Duplex SM SC-SC 20M Fiber Jumper | ea | 34.56 | 24.192 | 30 | SC2-SMD-20
2-SCSC-Z08R-25M | CP technologies | Duplex SM SC-SC 25M Fiber Jumper | ea | 37.12 | 25.984 | 30 | SC2-SMD-25
2-SCLC-Z62R-01M | CP technologies | Duplex MM 62.5 SC-LC 01M Fiber Jumper | ea | 20.88 | 14.616 | 30 | LCSC-01
2-SCLC-Z62R-03M | CP technologies | Duplex MM 62.5 SC-LC 03M Fiber Jumper | ea | 22.2 | 15.54 | 30 | LCSC-03
2-SCLC-Z62R-05M | CP technologies | Duplex MM 62.5 SC-LC 05M Fiber Jumper | ea | 23.74 | 16.618 | 30 | LCSC-05
2-SCLC-Z62R-07M | CP technologies | Duplex MM 62.5 SC-LC 07M Fiber Jumper | ea | 25.06 | 17.542 | 30 | LCSC-07
2-SCLC-Z62R-10M | CP technologies | Duplex MM 62.5 SC-LC 10M Fiber Jumper | ea | 27.26 | 19.082 | 30 | LCSC-10
2-SCLC-Z62R-12M | CP technologies | Duplex MM 62.5 SC-LC 12M Fiber Jumper | ea | 28.8 | 20.16 | 30 | LCSC-12
2-SCLC-Z62R-15M | CP technologies | Duplex MM 62.5 SC-LC 15M Fiber Jumper | ea | 31 | 21.7 | 30 | LCSC-15
2-SCLC-Z62R-20M | CP technologies | Duplex MM 62.5 SC-LC 20M Fiber Jumper | ea | 34.52 | 24.164 | 30 | LCSC-20
2-SCLC-Z62R-25M | CP technologies | Duplex MM 62.5 SC-LC 25M Fiber Jumper | ea | 38.04 | 26.628 | 30 | LCSC-25
2-SCLC-Z50RA-01M | CP technologies | Duplex OM3 MM 50 SC-LC 01M Fiber Jumper | ea | 21.28 | 14.896 | 30 | LCSC-01-10GIG-AQ
2-SCLC-Z50RA-03M | CP technologies | Duplex OM3 MM 50 SC-LC 03M Fiber Jumper | ea | 23.2 | 16.24 | 30 | LCSC-03-10GIG-AQ
2-SCLC-Z50RA-05M | CP technologies | Duplex OM3 MM 50 SC-LC 05M Fiber Jumper | ea | 25.44 | 17.808 | 30 | LCSC-05-10GIG-AQ
2-SCLC-Z50RA-07M | CP technologies | Duplex OM3 MM 50 SC-LC 07M Fiber Jumper | ea | 27.36 | 19.152 | 30 | LCSC-07-10GIG-AQ
2-SCLC-Z50RA-10M | CP technologies | Duplex OM3 MM 50 SC-LC 10M Fiber Jumper | ea | 30.56 | 21.392 | 30 | LCSC-10-10GIG-AQ
2-SCLC-Z50RA-12M | CP technologies | Duplex OM3 MM 50 SC-LC 12M Fiber Jumper | ea | 32.8 | 22.96 | 30 | LCSC-12-10GIG-AQ
2-SCLC-Z50RA-15M | CP technologies | Duplex OM3 MM 50 SC-LC 15M Fiber Jumper | ea | 36 | 25.2 | 30 | LCSC-15-10GIG-AQ
2-SCLC-Z50RA-20M | CP technologies | Duplex OM3 MM 50 SC-LC 20M Fiber Jumper | ea | 41.12 | 28.784 | 30 | LCSC-20-10GIG-AQ
2-SCLC-Z50RA-25M | CP technologies | Duplex OM3 MM 50 SC-LC 25M Fiber Jumper | ea | 46.24 | 32.368 | 30 | LCSC-25-10GIG-AQ
2-SCLC-Z08R-01M | CP technologies | Duplex SM SC-LC 01M Fiber Jumper | ea | 24.64 | 17.248 | 30 | LCSC-SMD-01
2-SCLC-Z08R-03M | CP technologies | Duplex SM SC-LC 03M Fiber Jumper | ea | 25.6 | 17.92 | 30 | LCSC-SMD-03
2-SCLC-Z08R-05M | CP technologies | Duplex SM SC-LC 05M Fiber Jumper | ea | 26.72 | 18.704 | 30 | LCSC-SMD-05
2-SCLC-Z08R-07M | CP technologies | Duplex SM SC-LC 07M Fiber Jumper | ea | 27.68 | 19.376 | 30 | LCSC-SMD-07
2-SCLC-Z08R-10M | CP technologies | Duplex SM SC-LC 10M Fiber Jumper | ea | 29.28 | 20.496 | 30 | LCSC-SMD-10
2-SCLC-Z08R-12M | CP technologies | Duplex SM SC-LC 12M Fiber Jumper | ea | 30.4 | 21.28 | 30 | LCSC-SMD-12
2-SCLC-Z08R-15M | CP technologies | Duplex SM SC-LC 15M Fiber Jumper | ea | 32 | 22.4 | 30 | LCSC-SMD-15
2-SCLC-Z08R-20M | CP technologies | Duplex SM SC-LC 20M Fiber Jumper | ea | 34.56 | 24.192 | 30 | LCSC-SMD-20
2-SCLC-Z08R-25M | CP technologies | Duplex SM SC-LC 25M Fiber Jumper | ea | 37.12 | 25.984 | 30 | LCSC-SMD-25
2-SCFC-Z62R-01M | CP technologies | Duplex MM 62.5 SC-FC 01M Fiber Jumper | ea | 20.88 | 14.616 | 30 | FCSC-01
2-SCFC-Z62R-03M | CP technologies | Duplex MM 62.5 SC-FC 03M Fiber Jumper | ea | 22.2 | 15.54 | 30 | FCSC-03
2-SCFC-Z62R-05M | CP technologies | Duplex MM 62.5 SC-FC 05M Fiber Jumper | ea | 23.74 | 16.618 | 30 | FCSC-05
2-SCFC-Z62R-07M | CP technologies | Duplex MM 62.5 SC-FC 07M Fiber Jumper | ea | 25.06 | 17.542 | 30 | FCSC-07
2-SCFC-Z62R-10M | CP technologies | Duplex MM 62.5 SC-FC 10M Fiber Jumper | ea | 27.26 | 19.082 | 30 | FCSC-10
2-SCFC-Z62R-12M | CP technologies | Duplex MM 62.5 SC-FC 12M Fiber Jumper | ea | 28.8 | 20.16 | 30 | FCSC-12
2-SCFC-Z62R-15M | CP technologies | Duplex MM 62.5 SC-FC 15M Fiber Jumper | ea | 31 | 21.7 | 30 | FCSC-15
2-SCFC-Z62R-20M | CP technologies | Duplex MM 62.5 SC-FC 20M Fiber Jumper | ea | 34.52 | 24.164 | 30 | FCSC-20
2-SCFC-Z62R-25M | CP technologies | Duplex MM 62.5 SC-FC 25M Fiber Jumper | ea | 38.04 | 26.628 | 30 | FCSC-25
2-SCFC-Z50RA-01M | CP technologies | Duplex OM3 MM 50 SC-FC 01M Fiber Jumper | ea | 21.28 | 14.896 | 30 | FCSC-01-10GIG-AQ
2-SCFC-Z50RA-03M | CP technologies | Duplex OM3 MM 50 SC-FC 03M Fiber Jumper | ea | 23.2 | 16.24 | 30 | FCSC-03-10GIG-AQ
2-SCFC-Z50RA-05M | CP technologies | Duplex OM3 MM 50 SC-FC 05M Fiber Jumper | ea | 25.44 | 17.808 | 30 | FCSC-05-10GIG-AQ
2-SCFC-Z50RA-07M | CP technologies | Duplex OM3 MM 50 SC-FC 07M Fiber Jumper | ea | 27.36 | 19.152 | 30 | FCSC-07-10GIG-AQ
2-SCFC-Z50RA-10M | CP technologies | Duplex OM3 MM 50 SC-FC 10M Fiber Jumper | ea | 30.56 | 21.392 | 30 | FCSC-10-10GIG-AQ
2-SCFC-Z50RA-12M | CP technologies | Duplex OM3 MM 50 SC-FC 12M Fiber Jumper | ea | 32.8 | 22.96 | 30 | FCSC-12-10GIG-AQ
2-SCFC-Z50RA-15M | CP technologies | Duplex OM3 MM 50 SC-FC 15M Fiber Jumper | ea | 36 | 25.2 | 30 | FCSC-15-10GIG-AQ
2-SCFC-Z50RA-20M | CP technologies | Duplex OM3 MM 50 SC-FC 20M Fiber Jumper | ea | 41.12 | 28.784 | 30 | FCSC-20-10GIG-AQ
2-SCFC-Z50RA-25M | CP technologies | Duplex OM3 MM 50 SC-FC 25M Fiber Jumper | ea | 46.24 | 32.368 | 30 | FCSC-25-10GIG-AQ
2-SCFC-Z08R-01M | CP technologies | Duplex SM SC-FC 01M Fiber Jumper | ea | 24.64 | 17.248 | 30 | FCSC-SMD-01
2-SCFC-Z08R-03M | CP technologies | Duplex SM SC-FC 03M Fiber Jumper | ea | 25.6 | 17.92 | 30 | FCSC-SMD-03
2-SCFC-Z08R-05M | CP technologies | Duplex SM SC-FC 05M Fiber Jumper | ea | 26.72 | 18.704 | 30 | FCSC-SMD-05
2-SCFC-Z08R-07M | CP technologies | Duplex SM SC-FC 07M Fiber Jumper | ea | 27.68 | 19.376 | 30 | FCSC-SMD-07
2-SCFC-Z08R-10M | CP technologies | Duplex SM SC-FC 10M Fiber Jumper | ea | 29.28 | 20.496 | 30 | FCSC-SMD-10
2-SCFC-Z08R-12M | CP technologies | Duplex SM SC-FC 12M Fiber Jumper | ea | 30.4 | 21.28 | 30 | FCSC-SMD-12
2-SCFC-Z08R-15M | CP technologies | Duplex SM SC-FC 15M Fiber Jumper | ea | 32 | 22.4 | 30 | FCSC-SMD-15
2-SCFC-Z08R-20M | CP technologies | Duplex SM SC-FC 20M Fiber Jumper | ea | 34.56 | 24.192 | 30 | FCSC-SMD-20
2-SCFC-Z08R-25M | CP technologies | Duplex SM SC-FC 25M Fiber Jumper | ea | 37.12 | 25.984 | 30 | FCSC-SMD-25
2-LCSC-Z62R-01M | CP technologies | Duplex MM 62.5 LC-SC 01M Fiber Jumper | ea | 20.88 | 14.616 | 30 | LCSC-01
2-LCSC-Z62R-03M | CP technologies | Duplex MM 62.5 LC-SC 03M Fiber Jumper | ea | 22.2 | 15.54 | 30 | LCSC-03
2-LCSC-Z62R-05M | CP technologies | Duplex MM 62.5 LC-SC 05M Fiber Jumper | ea | 23.74 | 16.618 | 30 | LCSC-05
2-LCSC-Z62R-07M | CP technologies | Duplex MM 62.5 LC-SC 07M Fiber Jumper | ea | 25.06 | 17.542 | 30 | LCSC-07
2-LCSC-Z62R-10M | CP technologies | Duplex MM 62.5 LC-SC 10M Fiber Jumper | ea | 27.26 | 19.082 | 30 | LCSC-10
2-LCSC-Z62R-12M | CP technologies | Duplex MM 62.5 LC-SC 12M Fiber Jumper | ea | 28.8 | 20.16 | 30 | LCSC-12
2-LCSC-Z62R-15M | CP technologies | Duplex MM 62.5 LC-SC 15M Fiber Jumper | ea | 31 | 21.7 | 30 | LCSC-15
2-LCSC-Z62R-20M | CP technologies | Duplex MM 62.5 LC-SC 20M Fiber Jumper | ea | 34.52 | 24.164 | 30 | LCSC-20
2-LCSC-Z62R-25M | CP technologies | Duplex MM 62.5 LC-SC 25M Fiber Jumper | ea | 38.04 | 26.628 | 30 | LCSC-25
2-LCSC-Z50RA-01M | CP technologies | Duplex OM3 MM 50 LC-SC 01M Fiber Jumper | ea | 21.28 | 14.896 | 30 | LCSC-01-10GIG-AQ
2-LCSC-Z50RA-03M | CP technologies | Duplex OM3 MM 50 LC-SC 03M Fiber Jumper | ea | 23.2 | 16.24 | 30 | LCSC-03-10GIG-AQ
2-LCSC-Z50RA-05M | CP technologies | Duplex OM3 MM 50 LC-SC 05M Fiber Jumper | ea | 25.44 | 17.808 | 30 | LCSC-05-10GIG-AQ
2-LCSC-Z50RA-07M | CP technologies | Duplex OM3 MM 50 LC-SC 07M Fiber Jumper | ea | 27.36 | 19.152 | 30 | LCSC-07-10GIG-AQ
2-LCSC-Z50RA-10M | CP technologies | Duplex OM3 MM 50 LC-SC 10M Fiber Jumper | ea | 30.56 | 21.392 | 30 | LCSC-10-10GIG-AQ
2-LCSC-Z50RA-12M | CP technologies | Duplex OM3 MM 50 LC-SC 12M Fiber Jumper | ea | 32.8 | 22.96 | 30 | LCSC-12-10GIG-AQ
2-LCSC-Z50RA-15M | CP technologies | Duplex OM3 MM 50 LC-SC 15M Fiber Jumper | ea | 36 | 25.2 | 30 | LCSC-15-10GIG-AQ
2-LCSC-Z50RA-20M | CP technologies | Duplex OM3 MM 50 LC-SC 20M Fiber Jumper | ea | 41.12 | 28.784 | 30 | LCSC-20-10GIG-AQ
2-LCSC-Z50RA-25M | CP technologies | Duplex OM3 MM 50 LC-SC 25M Fiber Jumper | ea | 46.24 | 32.368 | 30 | LCSC-25-10GIG-AQ
2-LCSC-Z08R-01M | CP technologies | Duplex SM LC-SC 01M Fiber Jumper | ea | 24.64 | 17.248 | 30 | LCSC-SMD-01
2-LCSC-Z08R-03M | CP technologies | Duplex SM LC-SC 03M Fiber Jumper | ea | 25.6 | 17.92 | 30 | LCSC-SMD-03
2-LCSC-Z08R-05M | CP technologies | Duplex SM LC-SC 05M Fiber Jumper | ea | 26.72 | 18.704 | 30 | LCSC-SMD-05
2-LCSC-Z08R-07M | CP technologies | Duplex SM LC-SC 07M Fiber Jumper | ea | 27.68 | 19.376 | 30 | LCSC-SMD-07
2-LCSC-Z08R-10M | CP technologies | Duplex SM LC-SC 10M Fiber Jumper | ea | 29.28 | 20.496 | 30 | LCSC-SMD-10
2-LCSC-Z08R-12M | CP technologies | Duplex SM LC-SC 12M Fiber Jumper | ea | 30.4 | 21.28 | 30 | LCSC-SMD-12
2-LCSC-Z08R-15M | CP technologies | Duplex SM LC-SC 15M Fiber Jumper | ea | 32 | 22.4 | 30 | LCSC-SMD-15
2-LCSC-Z08R-20M | CP technologies | Duplex SM LC-SC 20M Fiber Jumper | ea | 34.56 | 24.192 | 30 | LCSC-SMD-20
2-LCSC-Z08R-25M | CP technologies | Duplex SM LC-SC 25M Fiber Jumper | ea | 37.12 | 25.984 | 30 | LCSC-SMD-25
2-LCLC-Z62R-01M | CP technologies | Duplex MM 62.5 LC-LC 01M Fiber Jumper | ea | 20.88 | 14.616 | 30 | LC2-01
2-LCLC-Z62R-03M | CP technologies | Duplex MM 62.5 LC-LC 03M Fiber Jumper | ea | 22.2 | 15.54 | 30 | LC2-03
2-LCLC-Z62R-05M | CP technologies | Duplex MM 62.5 LC-LC 05M Fiber Jumper | ea | 23.74 | 16.618 | 30 | LC2-05
2-LCLC-Z62R-07M | CP technologies | Duplex MM 62.5 LC-LC 07M Fiber Jumper | ea | 25.06 | 17.542 | 30 | LC2-07
2-LCLC-Z62R-10M | CP technologies | Duplex MM 62.5 LC-LC 10M Fiber Jumper | ea | 27.26 | 19.082 | 30 | LC2-10
2-LCLC-Z62R-12M | CP technologies | Duplex MM 62.5 LC-LC 12M Fiber Jumper | ea | 28.8 | 20.16 | 30 | LC2-12
2-LCLC-Z62R-15M | CP technologies | Duplex MM 62.5 LC-LC 15M Fiber Jumper | ea | 31 | 21.7 | 30 | LC2-15
2-LCLC-Z62R-20M | CP technologies | Duplex MM 62.5 LC-LC 20M Fiber Jumper | ea | 34.52 | 24.164 | 30 | LC2-20
2-LCLC-Z62R-25M | CP technologies | Duplex MM 62.5 LC-LC 25M Fiber Jumper | ea | 38.04 | 26.628 | 30 | LC2-25
2-LCLC-Z50RA-01M | CP technologies | Duplex OM3 MM 50 LC-LC 01M Fiber Jumper | ea | 21.28 | 14.896 | 30 | LC2-01-10GIG-AQ
2-LCLC-Z50RA-03M | CP technologies | Duplex OM3 MM 50 LC-LC 03M Fiber Jumper | ea | 23.2 | 16.24 | 30 | LC2-03-10GIG-AQ
2-LCLC-Z50RA-05M | CP technologies | Duplex OM3 MM 50 LC-LC 05M Fiber Jumper | ea | 25.44 | 17.808 | 30 | LC2-05-10GIG-AQ
2-LCLC-Z50RA-07M | CP technologies | Duplex OM3 MM 50 LC-LC 07M Fiber Jumper | ea | 27.36 | 19.152 | 30 | LC2-07-10GIG-AQ
2-LCLC-Z50RA-10M | CP technologies | Duplex OM3 MM 50 LC-LC 10M Fiber Jumper | ea | 30.56 | 21.392 | 30 | LC2-10-10GIG-AQ
2-LCLC-Z50RA-12M | CP technologies | Duplex OM3 MM 50 LC-LC 12M Fiber Jumper | ea | 32.8 | 22.96 | 30 | LC2-12-10GIG-AQ
2-LCLC-Z50RA-15M | CP technologies | Duplex OM3 MM 50 LC-LC 15M Fiber Jumper | ea | 36 | 25.2 | 30 | LC2-15-10GIG-AQ
2-LCLC-Z50RA-20M | CP technologies | Duplex OM3 MM 50 LC-LC 20M Fiber Jumper | ea | 41.12 | 28.784 | 30 | LC2-20-10GIG-AQ
2-LCLC-Z50RA-25M | CP technologies | Duplex OM3 MM 50 LC-LC 25M Fiber Jumper | ea | 46.24 | 32.368 | 30 | LC2-25-10GIG-AQ
2-LCLC-Z08R-01M | CP technologies | Duplex SM LC-LC 01M Fiber Jumper | ea | 24.64 | 17.248 | 30 | LC2-SMD-01
2-LCLC-Z08R-03M | CP technologies | Duplex SM LC-LC 03M Fiber Jumper | ea | 25.6 | 17.92 | 30 | LC2-SMD-03
2-LCLC-Z08R-05M | CP technologies | Duplex SM LC-LC 05M Fiber Jumper | ea | 26.72 | 18.704 | 30 | LC2-SMD-05
2-LCLC-Z08R-07M | CP technologies | Duplex SM LC-LC 07M Fiber Jumper | ea | 27.68 | 19.376 | 30 | LC2-SMD-07
2-LCLC-Z08R-10M | CP technologies | Duplex SM LC-LC 10M Fiber Jumper | ea | 29.28 | 20.496 | 30 | LC2-SMD-10
2-LCLC-Z08R-12M | CP technologies | Duplex SM LC-LC 12M Fiber Jumper | ea | 30.4 | 21.28 | 30 | LC2-SMD-12
2-LCLC-Z08R-15M | CP technologies | Duplex SM LC-LC 15M Fiber Jumper | ea | 32 | 22.4 | 30 | LC2-SMD-15
2-LCLC-Z08R-20M | CP technologies | Duplex SM LC-LC 20M Fiber Jumper | ea | 34.56 | 24.192 | 30 | LC2-SMD-20
2-LCLC-Z08R-25M | CP technologies | Duplex SM LC-LC 25M Fiber Jumper | ea | 37.12 | 25.984 | 30 | LC2-SMD-25
2-LCFC-Z62R-01M | CP technologies | Duplex MM 62.5 LC-FC 01M Fiber Jumper | ea | 20.88 | 14.616 | 30 | LCFC-01
2-LCFC-Z62R-03M | CP technologies | Duplex MM 62.5 LC-FC 03M Fiber Jumper | ea | 22.2 | 15.54 | 30 | LCFC-03
2-LCFC-Z62R-05M | CP technologies | Duplex MM 62.5 LC-FC 05M Fiber Jumper | ea | 23.74 | 16.618 | 30 | LCFC-05
2-LCFC-Z62R-07M | CP technologies | Duplex MM 62.5 LC-FC 07M Fiber Jumper | ea | 25.06 | 17.542 | 30 | LCFC-07
2-LCFC-Z62R-10M | CP technologies | Duplex MM 62.5 LC-FC 10M Fiber Jumper | ea | 27.26 | 19.082 | 30 | LCFC-10
2-LCFC-Z62R-12M | CP technologies | Duplex MM 62.5 LC-FC 12M Fiber Jumper | ea | 28.8 | 20.16 | 30 | LCFC-12
2-LCFC-Z62R-15M | CP technologies | Duplex MM 62.5 LC-FC 15M Fiber Jumper | ea | 31 | 21.7 | 30 | LCFC-15
2-LCFC-Z62R-20M | CP technologies | Duplex MM 62.5 LC-FC 20M Fiber Jumper | ea | 34.52 | 24.164 | 30 | LCFC-20
2-LCFC-Z62R-25M | CP technologies | Duplex MM 62.5 LC-FC 25M Fiber Jumper | ea | 38.04 | 26.628 | 30 | LCFC-25
2-LCFC-Z50RA-01M | CP technologies | Duplex OM3 MM 50 LC-FC 01M Fiber Jumper | ea | 21.28 | 14.896 | 30 | LCFC-01-10G
2-LCFC-Z50RA-03M | CP technologies | Duplex OM3 MM 50 LC-FC 03M Fiber Jumper | ea | 23.2 | 16.24 | 30 | LCFC-03-10G
2-LCFC-Z50RA-05M | CP technologies | Duplex OM3 MM 50 LC-FC 05M Fiber Jumper | ea | 25.44 | 17.808 | 30 | LCFC-05-10G
2-LCFC-Z50RA-07M | CP technologies | Duplex OM3 MM 50 LC-FC 07M Fiber Jumper | ea | 27.36 | 19.152 | 30 | LCFC-07-10G
2-LCFC-Z50RA-10M | CP technologies | Duplex OM3 MM 50 LC-FC 10M Fiber Jumper | ea | 30.56 | 21.392 | 30 | LCFC-10-10G
2-LCFC-Z50RA-12M | CP technologies | Duplex OM3 MM 50 LC-FC 12M Fiber Jumper | ea | 32.8 | 22.96 | 30 | LCFC-12-10G
2-LCFC-Z50RA-15M | CP technologies | Duplex OM3 MM 50 LC-FC 15M Fiber Jumper | ea | 36 | 25.2 | 30 | LCFC-15-10G
2-LCFC-Z50RA-20M | CP technologies | Duplex OM3 MM 50 LC-FC 20M Fiber Jumper | ea | 41.12 | 28.784 | 30 | LCFC-20-10G
2-LCFC-Z50RA-25M | CP technologies | Duplex OM3 MM 50 LC-FC 25M Fiber Jumper | ea | 46.24 | 32.368 | 30 | LCFC-25-10G
2-LCFC-Z08R-01M | CP technologies | Duplex SM LC-FC 01M Fiber Jumper | ea | 24.64 | 17.248 | 30 | LCFC-SMD-01
2-LCFC-Z08R-03M | CP technologies | Duplex SM LC-FC 03M Fiber Jumper | ea | 25.6 | 17.92 | 30 | LCFC-SMD-03
2-LCFC-Z08R-05M | CP technologies | Duplex SM LC-FC 05M Fiber Jumper | ea | 26.72 | 18.704 | 30 | LCFC-SMD-05
2-LCFC-Z08R-07M | CP technologies | Duplex SM LC-FC 07M Fiber Jumper | ea | 27.68 | 19.376 | 30 | LCFC-SMD-07
2-LCFC-Z08R-10M | CP technologies | Duplex SM LC-FC 10M Fiber Jumper | ea | 29.28 | 20.496 | 30 | LCFC-SMD-10
2-LCFC-Z08R-12M | CP technologies | Duplex SM LC-FC 12M Fiber Jumper | ea | 30.4 | 21.28 | 30 | LCFC-SMD-12
2-LCFC-Z08R-15M | CP technologies | Duplex SM LC-FC 15M Fiber Jumper | ea | 32 | 22.4 | 30 | LCFC-SMD-15
2-LCFC-Z08R-20M | CP technologies | Duplex SM LC-FC 20M Fiber Jumper | ea | 34.56 | 24.192 | 30 | LCFC-SMD-20
2-LCFC-Z08R-25M | CP technologies | Duplex SM LC-FC 25M Fiber Jumper | ea | 37.12 | 25.984 | 30 | LCFC-SMD-25
2-FCSC-Z62R-01M | CP technologies | Duplex MM 62.5 FC-SC 01M Fiber Jumper | ea | 20.88 | 14.616 | 30 | FCSC-01
2-FCSC-Z62R-03M | CP technologies | Duplex MM 62.5 FC-SC 03M Fiber Jumper | ea | 22.2 | 15.54 | 30 | FCSC-03
2-FCSC-Z62R-05M | CP technologies | Duplex MM 62.5 FC-SC 05M Fiber Jumper | ea | 23.74 | 16.618 | 30 | FCSC-05
2-FCSC-Z62R-07M | CP technologies | Duplex MM 62.5 FC-SC 07M Fiber Jumper | ea | 25.06 | 17.542 | 30 | FCSC-07
2-FCSC-Z62R-10M | CP technologies | Duplex MM 62.5 FC-SC 10M Fiber Jumper | ea | 27.26 | 19.082 | 30 | FCSC-10
2-FCSC-Z62R-12M | CP technologies | Duplex MM 62.5 FC-SC 12M Fiber Jumper | ea | 28.8 | 20.16 | 30 | FCSC-12
2-FCSC-Z62R-15M | CP technologies | Duplex MM 62.5 FC-SC 15M Fiber Jumper | ea | 31 | 21.7 | 30 | FCSC-15
2-FCSC-Z62R-20M | CP technologies | Duplex MM 62.5 FC-SC 20M Fiber Jumper | ea | 34.52 | 24.164 | 30 | FCSC-20
2-FCSC-Z62R-25M | CP technologies | Duplex MM 62.5 FC-SC 25M Fiber Jumper | ea | 38.04 | 26.628 | 30 | FCSC-25
2-FCSC-Z50RA-01M | CP technologies | Duplex OM3 MM 50 FC-SC 01M Fiber Jumper | ea | 21.28 | 14.896 | 30 | FCSC-01-10GIG-AQ
2-FCSC-Z50RA-03M | CP technologies | Duplex OM3 MM 50 FC-SC 03M Fiber Jumper | ea | 23.2 | 16.24 | 30 | FCSC-03-10GIG-AQ
2-FCSC-Z50RA-05M | CP technologies | Duplex OM3 MM 50 FC-SC 05M Fiber Jumper | ea | 25.44 | 17.808 | 30 | FCSC-05-10GIG-AQ
2-FCSC-Z50RA-07M | CP technologies | Duplex OM3 MM 50 FC-SC 07M Fiber Jumper | ea | 27.36 | 19.152 | 30 | FCSC-07-10GIG-AQ
2-FCSC-Z50RA-10M | CP technologies | Duplex OM3 MM 50 FC-SC 10M Fiber Jumper | ea | 30.56 | 21.392 | 30 | FCSC-10-10GIG-AQ
2-FCSC-Z50RA-12M | CP technologies | Duplex OM3 MM 50 FC-SC 12M Fiber Jumper | ea | 32.8 | 22.96 | 30 | FCSC-12-10GIG-AQ
2-FCSC-Z50RA-15M | CP technologies | Duplex OM3 MM 50 FC-SC 15M Fiber Jumper | ea | 36 | 25.2 | 30 | FCSC-15-10GIG-AQ
2-FCSC-Z50RA-20M | CP technologies | Duplex OM3 MM 50 FC-SC 20M Fiber Jumper | ea | 41.12 | 28.784 | 30 | FCSC-20-10GIG-AQ
2-FCSC-Z50RA-25M | CP technologies | Duplex OM3 MM 50 FC-SC 25M Fiber Jumper | ea | 46.24 | 32.368 | 30 | FCSC-25-10GIG-AQ
2-FCSC-Z08R-01M | CP technologies | Duplex SM FC-SC 01M Fiber Jumper | ea | 24.64 | 17.248 | 30 | FCSC-SMD-01
2-FCSC-Z08R-03M | CP technologies | Duplex SM FC-SC 03M Fiber Jumper | ea | 25.6 | 17.92 | 30 | FCSC-SMD-03
2-FCSC-Z08R-05M | CP technologies | Duplex SM FC-SC 05M Fiber Jumper | ea | 26.72 | 18.704 | 30 | FCSC-SMD-05
2-FCSC-Z08R-07M | CP technologies | Duplex SM FC-SC 07M Fiber Jumper | ea | 27.68 | 19.376 | 30 | FCSC-SMD-07
2-FCSC-Z08R-10M | CP technologies | Duplex SM FC-SC 10M Fiber Jumper | ea | 29.28 | 20.496 | 30 | FCSC-SMD-10
2-FCSC-Z08R-12M | CP technologies | Duplex SM FC-SC 12M Fiber Jumper | ea | 30.4 | 21.28 | 30 | FCSC-SMD-12
2-FCSC-Z08R-15M | CP technologies | Duplex SM FC-SC 15M Fiber Jumper | ea | 32 | 22.4 | 30 | FCSC-SMD-15
2-FCSC-Z08R-20M | CP technologies | Duplex SM FC-SC 20M Fiber Jumper | ea | 34.56 | 24.192 | 30 | FCSC-SMD-20
2-FCSC-Z08R-25M | CP technologies | Duplex SM FC-SC 25M Fiber Jumper | ea | 37.12 | 25.984 | 30 | FCSC-SMD-25
|  | Ground Wire |  |  | 0
20-49-74-01 | Sesco | Sesco 6ga Thhn Green Str Ground Wire | ft | no quote
|  | Ground Bar |  |  | 0
252370476 | Newton | Insulated Ground Bar 1/2" X 4" X 10" | ea | no quote
9691980476 | Newton | Insulated Ground Bar 1/4" x 4" x 20" | ea | no quote
|  | Ground Lugs |  |  | 0
ACL6 | Weco | #6 Ground Lug Crimp Type | ea | no quote
LAG | Weco | #6 Ground Lug Machine Type | ea | no quote
245529-10 | T&B | Crimp On Ground Lug #6 2 Hole 3/8" Pkg of 10 | ea | no quote
|  | Power Cables |  |  | 0
|  | Power Wire 6 AWG stranded THHN Red | roll | no quote
|  | Power wire 6 AWG stranded THHN Blue | roll | no quote
|  | Power Wire 6 AWG stranded THHN Black | roll | no quote
|  | Power Wire 6 AWG stranded THHN Orange | roll | no quote
|  | Power Wire 6 AWG stranded THHN Brown | roll | no quote
|  | Power Wire 4 AWG stranded THHN Red | roll | no quote
|  | Power wire 4 AWG stranded THHN Blue | roll | no quote
|  | Power Wire 4 AWG stranded THHN Black | roll | no quote
|  | Power Wire 4 AWG stranded THHN Orange | roll | no quote
|  | Power Wire 4 AWG stranded THHN Brown | roll | no quote
|  | Hook up wire 14 AWG stranded MTW Red | roll | no quote
|  | Hook up wire 14 AWG stranded MTW Blue | roll | no quote
|  | Hook up wire 14 AWG stranded MTW Black | roll | no quote
|  | Hook up wire 14 AWG stranded MTW Orange | roll | no quote
|  | Hook up wire 14 AWG stranded MTW Brown | roll | no quote
1300A | Belden | 4pair CAT5e shielded outdoor cable | roll | no quote
|  | Vaults |  |  | 0
TB10-3048-18W | CDR | Communication Vault Box Only 30" x 48" x 18" | ea | no quote
TB13-3048-18W | CDR | Communication Vault Bolted Box Only 30" x 48" x 18" | ea | no quote
TB13-3048-24W | CDR | Communication Vault Bolted Box Only 30" x 48" x 24" | ea | no quote
TB10-3048-36W | CDR | Communication Vault Box Only 30" x 48" x 36" | ea | no quote
TA12-3048-48 | CDR | Communication Vault Bolted Assembly 30" x 48" x 48" | ea | no quote
TC10-3048-03W | CDR | Communication Vault Cover Only 30" x 48" | ea | no quote
TC12-3048-03W | CDR | Communication Vault Bolted Cover Only 30" x 48" | ea | no quote
TA10-4848-24RC | CDR | Communication Vault Assembly 48" x 48" x 24" | ea | no quote
TA10-3660-24 | CDR | Communication Vault Assembly 36" x 36" x 24" | ea | no quote
FCB304818A02 | NewBasis | Splice/Valve Vault FRP | ea | no quote
FCB304818A05 | NewBasis | Splice/Valve Vault FRP | ea | no quote
FCB304824F04 | NewBasis | Splice/Valve Vault FRP | ea | no quote
FCB304836E04 | NewBasis | Splice/Valve Vault FRP | ea | no quote
FCB304848E04 | NewBasis | Splice/Valve Vault FRP | ea | no quote
PCC304800A02 | NewBasis | Splice/Valve Vault Cover PC | ea | no quote
PCC304800A04 | NewBasis | Splice/Valve Vault Cover PC | ea | no quote
STC304800A04 | NewBasis | Splice/Valve Vault Cover Steel | ea | no quote
MH-440-COM | Oldcastle | Precast 4X4 Communications Manhole | ea | no quote
MH-460-COM | Oldcastle | Precast 4X6 Communications Manhole | ea | no quote
MH-480-COM | Oldcastle | Precast 4X8 Communications Manhole | ea | no quote
MH-550-COM | Oldcastle | Precast 5X5 Communications Manhole | ea | no quote
MH-660-COM | Oldcastle | Precast 6X6 Communications Manhole | ea | no quote
MH-680-COM | Oldcastle | Precast 6X8 Communications Manhole | ea | no quote
SBC-40NECK | Oldcastle | Precast 40" Neck | ea | no quote
SBC-CI-SB30 | Oldcastle | Precast Manhole Ring & Cover (Communications) | ea | no quote
A6000187TAX36 | Armorcast | R2736 HH 29"x36" | ea | no quote
A6000187TAX48 | Armorcast | R2748 HH 29"x48" | ea | no quote
A6000182TAX36 | Armorcast | R3236 HH 34"x36" | ea | no quote
A6000182TAX48 | Armorcast | R3248 HH 34"x48" | ea | no quote
A6001430TAPCX24 | Armorcast | B24 GB 50"x32"x24" | ea | no quote
A6001430TAPCX36 | Armorcast | B36 GB 50"x32"x36" | ea | no quote
A6001430TAPCX48 | Armorcast | B48 GB 50"x32"x48" | ea | no quote
PR2732BA36 | Quazite | R2736 HH 29"x36" | ea | no quote
PR2733BA48 | Quazite | R2748 HH 29"x48" | ea | no quote
PG3048BA24 | Quazite | B24 GB 50"x32"x24" | ea | no quote
PG3048BA36 | Quazite | B36 GB 50"x32"x36" | ea | no quote
|  | Utility Pull Boxes |  |  | 0
| Oldcastle | 3'x6'x4'-3" GreenLine | ea | no quote
| Oldcastle | 4'x4'x4'-3" GreenLine | ea | no quote
| Oldcastle | 4'x5'x4'-3" GreenLine | ea | no quote
| Oldcastle | 4'x6'-6"x4' GreenLine | ea | no quote
| Oldcastle | 6'x8'x4' GreenLine | ea | no quote
|  | Distribution Closures/Peds |  |  | 0
F604860 | Marconi | UPCBD3 6in Gray-Green Pedestal | ea | no quote
F604880 | Marconi | UPCBD4 8in Gray-Green Pedestal | ea | no quote
F604900 | Marconi | UPCBD5 10in Gray-Green Pedestal | ea | no quote
MS1342 | Marconi | Pedestal Stake | ea | no quote
F604310 | Marconi | UPCBD7 Gray-Green BD7 Closure with Brackets | ea | no quote
400-2000A | Charles Ind | Mini Shield Isolation Pedestal | ea | no quote
6138529 | Erico | Ground Rod | ea | no quote
8006220 | Preformed | Armadillo Stainless Closure Kit 12.5"x38" | ea | no quote
8006176 | Preformed | Armadillo Stainless Closure Kit 9.5"x45" | ea | no quote
8006221 | Preformed | Armadillo Stainless Closure Kit 12.5"x45" | ea | no quote
8006560 | Preformed | Preformed Coyote Closure Kit 6.0"x22.0" | ea | no quote
8006561 | Preformed | Coyote Closure Kit 8.5"x22.0" | ea | no quote
80805110 | Preformed | Coyote Fusion Splice Tray 36Count Single Tray | ea | no quote
80805514 | Preformed | Coyote Mechanical Splice Tray 36Count Single Tray | ea | no quote
8006622 | Preformed | Coyote Pup Closure 6.0"x17.0" | ea | no quote
80806033 | Preformed | Coyote Pup Splice Tray 12Count Tray | ea | no quote
KBS5-100-6 | 3M | Split Sleeve Vault and Riser Closure Kit | ea | no quote
COYD919B-000 | Coyote | 9.5"x19" Dome Splice Enclosure Kit | ea | no quote
80809958 | Coyote | 12 Ct Single Fusion Splice Tray | ea | no quote
8006877 | Coyote | 6.5"x22" Dome Splice Enclosure Kit | ea | no quote
8001127 | Coyote | 36 Ct Single Fusion Splice Tray | ea | no quote
|  | Hardware |  |  | 0
226000275 | Drago | Full Circle Repair Clamp Single Band Series 226 2" 15"W Sless | ea | no quote
226000350 | Drago | Full Circle Repair Clamp Single Band Series 226 3" 15"W Sless | ea | no quote
226000450 | Drago | Full Circle Repair Clamp Single Band Series 226 4" 15"W Sless | ea | no quote
803350 | Vulcan Util Signs | Fiber Sign | ea | no quote
|  | Lightning Protection |  |  | 0
26100-ST-MST | Porta Systems | 100pr Building Entrance Protection 25' cable in/out | ea | no quote
195BCXN-400 | Porta Systems | 5 Pin 3 Element Gas Tube Protector Element | ea | no quote
606-27 | Porta Systems | 4pr Cat6 Lightning Protector | ea | no quote
505E12-27 | Porta Systems | 12 Pair Data Protector 110 Style 27v | ea | no quote
|  | Miscellaneous |  |  | 0
FC-45-1 | Corning | Fiber-Clean D-gel Towelettes 45/pk | ea | no quote
F1-1002 | FIS | Fiber Fusion Splice Protective Sleeve | ea | no quote
430B1 | Greenlee | 200# Pull String 6500' | ea | no quote
31-388 | Ideal | 1 Qt Clear Glide Pulling Lubricant | ea | no quote
PVCGLUE | Cantex | PVC Glue | ea | no quote
|  | HDPE Conduit |  |  | 0
| Blue Diamond | SDR-11 Smooth Wall Duct 1" | ft | no quote
| Blue Diamond | SDR-11 Smooth Wall Duct 1 1/2" | ft | no quote
| Blue Diamond | SDR-11 Smooth Wall Duct 2" | ft | no quote
| Blue Diamond | SDR-11 Smooth Wall Duct 4" | ft | no quote
| Blue Diamond | SCH-40 Smooth Wall Duct 1" | ft | no quote
| Blue Diamond | SCH-40 Smooth Wall Duct 1 1/2" | ft | no quote
| Blue Diamond | SCH-40 Smooth Wall Duct 2" | ft | no quote
| Blue Diamond | SCH-40 Smooth Wall Duct 4" | ft | no quote
| Blue Diamond | SCH-80 Smooth Wall Duct 1" | ft | no quote
| Blue Diamond | SCH-80 Smooth Wall Duct 1 1/2" | ft | no quote
| Blue Diamond | SCH-80 Smooth Wall Duct 2" | ft | no quote
| Blue Diamond | SCH-80 Smooth Wall Duct 4" | ft | no quote
| Blue Diamond | SIDR 11.5 Smooth Wall Duct 1" | ft | no quote
| Blue Diamond | SIDR 11.5 Smooth Wall Duct 1 1/2" | ft | no quote
| Blue Diamond | SIDR 11.5 Smooth Wall Duct 2" | ft | no quote
| Blue Diamond | SIDR 11.5 Smooth Wall Duct 4" | ft | no quote
| Blue Diamond | True SIDR 11.5 Smooth Wall Duct 1" | ft | no quote
| Blue Diamond | True SIDR 11.5 Smooth Wall Duct 1 1/2" | ft | no quote
| Blue Diamond | True SIDR 11.5 Smooth Wall Duct 2" | ft | no quote
| Blue Diamond | True SIDR 11.5 Smooth Wall Duct 4" | ft | no quote
| Blue Diamond | SDR-11 Ribbed Wall Duct 1" | ft | no quote
| Blue Diamond | SDR-11 Ribbed Wall Duct 1 1/2" | ft | no quote
| Blue Diamond | SDR-11 Ribbed Wall Duct 2" | ft | no quote
| Blue Diamond | SDR-11 Ribbed Wall Duct 4" | ft | no quote
| Blue Diamond | SCH-40 Ribbed Wall Duct 1" | ft | no quote
| Blue Diamond | SCH-40 Ribbed Wall Duct 1 1/2" | ft | no quote
| Blue Diamond | SCH-40 Ribbed Wall Duct 2" | ft | no quote
| Blue Diamond | SCH-40 Ribbed Wall Duct 4" | ft | no quote
| Blue Diamond | SCH-80 Ribbed Wall Duct 1" | ft | no quote
| Blue Diamond | SCH-80 Ribbed Wall Duct 1 1/2" | ft | no quote
| Blue Diamond | SCH-80 Ribbed Wall Duct 2" | ft | no quote
| Blue Diamond | SCH-80 Ribbed Wall Duct 4" | ft | no quote
| Blue Diamond | SIDR 11.5 Ribbed Wall Duct 1" | ft | no quote
| Blue Diamond | SIDR 11.5 Ribbed Wall Duct 1 1/2" | ft | no quote
| Blue Diamond | SIDR 11.5 Ribbed Wall Duct 2" | ft | no quote
| Blue Diamond | SIDR 11.5 Ribbed Wall Duct 4" | ft | no quote
| Blue Diamond | True SIDR 11.5 Ribbed Wall Duct 1" | ft | no quote
| Blue Diamond | True SIDR 11.5 Ribbed Wall Duct 1 1/2" | ft | no quote
| Blue Diamond | True SIDR 11.5 Ribbed Wall Duct 2" | ft | no quote
| Blue Diamond | True SIDR 11.5 Ribbed Wall Duct 4" | ft | no quote
| Blue Diamond | SDR-11 Specialty Wall Duct 1" | ft | no quote
| Blue Diamond | SDR-11 Specialty Wall Duct 1 1/2" | ft | no quote
| Blue Diamond | SDR-11 Specialty Wall Duct 2" | ft | no quote
| Blue Diamond | SDR-11 Specialty Wall Duct 4" | ft | no quote
| Blue Diamond | SCH-40 Specialty Wall Duct 1" | ft | no quote
| Blue Diamond | SCH-40 Specialty Wall Duct 1 1/2" | ft | no quote
| Blue Diamond | SCH-40 Specialty Wall Duct 2" | ft | no quote
| Blue Diamond | SCH-40 Specialty Wall Duct 4" | ft | no quote
| Blue Diamond | SCH-80 Specialty Wall Duct 1" | ft | no quote
| Blue Diamond | SCH-80 Specialty Wall Duct 1 1/2" | ft | no quote
| Blue Diamond | SCH-80 Specialty Wall Duct 2" | ft | no quote
| Blue Diamond | SCH-80 Specialty Wall Duct 4" | ft | no quote
| Blue Diamond | SIDR 11.5 Specialty Wall Duct 1" | ft | no quote
| Blue Diamond | SIDR 11.5 Specialty Wall Duct 1 1/2" | ft | no quote
| Blue Diamond | SIDR 11.5 Specialty Wall Duct 2" | ft | no quote
| Blue Diamond | SIDR 11.5 Specialty Wall Duct 4" | ft | no quote
| Blue Diamond | True SIDR 11.5 Specialty Wall Duct 1" | ft | no quote
| Blue Diamond | True SIDR 11.5 Specialty Wall Duct 1 1/2" | ft | no quote
| Blue Diamond | True SIDR 11.5 Specialty Wall Duct 2" | ft | no quote
| Blue Diamond | True SIDR 11.5 Specialty Wall Duct 4" | ft | no quote
|  | Conduit |  |  | 0
|  | Conduit, Non-Metallic 2" Sch. 40 PVC | 10' Stick | no quote
|  | Conduit, Non-Metallic 2" Sch. 40 PVC Sweap 90 Elbow | ea | no quote
|  | Conduit, Non-Metallic 2" Sch. 40 PVC Coupling | ea | no quote
|  | Conduit, Non-Metallic 4" Sch. 40 PVC | 10' Stick | no quote
|  | Conduit, Non-Metallic 4" Sch. 40 PVC Sweap 90 Elbow | ea | no quote
|  | Conduit, Non-Metallic 4" Sch. 40 PVC Coupling | ea | no quote
|  | Conduit, Non-Metallic 6" Sch. 40 PVC | 10' Stick | no quote
|  | Conduit, Non-Metallic 6" Sch. 40 PVC Sweap 90 Elbow | ea | no quote
|  | Conduit, Non-Metallic 6" Sch. 40 PVC Coupling | ea | no quote
|  | Conduit, Non-Metallic 2" Sch. 80 PVC | 10' Stick | no quote
|  | Conduit, Non-Metallic 2" Sch. 80 PVC Sweap 90 Elbow | ea | no quote
|  | Conduit, Non-Metallic 2" Sch. 80 PVC Coupling | ea | no quote
|  | Conduit, Non-Metallic 4" Sch. 80 PVC | 10' Stick | no quote
|  | Conduit, Non-Metallic 4" Sch. 80 PVC Sweap 90 Elbow | ea | no quote
|  | Conduit, Non-Metallic 4" Sch. 80 PVC Coupling | ea | no quote
|  | Conduit, Non-Metallic 6" Sch. 80 PVC | 10' Stick | no quote
|  | Conduit, Non-Metallic 6" Sch. 80 PVC Sweap 90 Elbow | ea | no quote
|  | Conduit, Non-Metallic 6" Sch. 80 PVC Coupling | ea | no quote
|  | Conduit, Non-Metallic 2" HDPE Sch 40 Dim | 10' Stick | no quote
|  | Conduit, Non-Metallic 2" HDPE Sch 40 Dim Sweap 90 Elbow | ea | no quote
|  | Conduit, Non-Metallic 2" HDPE Sch 40 Dim Coupling | ea | no quote
|  | Conduit, Non-Metallic 4" HDPE Sch 80 Dim 10' Stick Length | 10' Stick | no quote
|  | Conduit, Non-Metallic 4" HDPE Sch 80 Dim Sweap 90 Elbow | ea | no quote
|  | Conduit, Non-Metallic 4" HDPE Sch 80 Dim Coupling | ea | no quote
|  | Heatshrink |  |  | 0
FIT-221-1/4 BLACK | Alpha | Alpha 1/4" Heat Shrink Black | ft | no quote
FIT-221-3/16 BLACK | Alpha | Alpha 3/16" Heat Shrink Black | ft | no quote
FIT-221-3/8 BLACK | Alpha | Alpha 3/8" Heat Shrink Black | ft | no quote
|  | Backboards |  |  | 0
PLYFIR34CDFR | Lumber Shed | Fire Rated Plywood 4' x 8' x 3/4" Sheet | ea | no quote
4X4PLY | Lumber Shed | Plywood 4' X 4' X 3/4" Sheet | ea | no quote
|  | Labels |  |  | 0
TZ-211 | Brother | P-Touch 6mm 1/4" Black On White Marking Tape Refills | ea | no quote
18489 | Dymo | Rhino Labels 3/4x11.5' Black on White | roll | no quote
|  | MDU Equipment |  |  | 0
47605-28N | Leviton | Lin 28" Metal SMC Only | ea | no quote
47605-F28 | Leviton | Lin 28" Metal SMC Flush Cover | ea | no quote
47605-MDU | Leviton | Lin 8" Plastic SMC With Flush Cover | ea | no quote
47605-140 | Leviton | Lin 14" Metal SMC With Flush Cover | ea | no quote
47605-28W | Leviton | Lin 28" Metal SMC With Flush Cover | ea | no quote
|  | Miscellaneous |  |  | 0
132905 | Hubbell | FIRE RATED ONE PIECE 2X2 FLOOR BOX BLACK | sheet | no quote
|  | Connectors |  |  | 0
54105 | Thomas/Betts | Crimp Connector 1 hole 6 AWG connector | ea | no quote
54205 | Thomas/Betts | Crimp Connector 2 hole 6 AWG connector | ea | no quote
54206 | Thomas/Betts | Crimp Connector 2 hole 4 AWG connector | ea | no quote
|  | Fuses |  |  | 0
|  | Buss GMT 1 amp |  | no quote
|  | Buss GMT 2 amp |  | no quote
|  | Buss GMT 5 amp |  | no quote
|  | Buss GMT 10 amp |  | no quote
|  | Buss GMT 15 amp |  | no quote
no quote
|  | Buss TPA 20 amp |  | no quote
|  | Buss TPA 40 amp |  | no quote
|  | Cable Guards |  |  | 0
UP1258G | KGP Logistics | Cable Guard 1.25-Inch x 8-Feet Flanged Green | ea | no quote
UP2258G | KGP Logistics | Cable Guard 2.25-Inch x 8-Feet Flanged Green | ea | no quote
UP3758G | KGP Logistics | Cable Guard 3.75-Inch x 8-Feet Flanged Green | ea | no quote
UP758G | KGP Logistics | Cable Guard 0.75-Inch x 8-Feet Flanged Green | ea | no quote
UP1258HD | KGP Logistics | Cable Guard 1.25-Inch x 8-Feet Flanged | ea | no quote
|  | Cable Guards Non-Metallic |  |  | 0
PT-PCGF-2-8 | KGP Logistics | Cable Guard 2-Inch x 8-Feet | ea | no quote
PT-PCGF-3-10 | KGP Logistics | Cable Guard 3-Inch x 10-Feet | ea | no quote
PT-PCGF-4-8 | KGP Logistics | Cable Guard 4-Inch x 8-Feet | ea | no quote
PT-PCGF-5-10 | KGP Logistics | Cable Guard 5-Inch x 10-Feet | ea | no quote
|  | Cable Guards and Straps |  |  | 0
400-314-316 | KGP Logistics | Cable U Guard 3/4-Inch x 8-Feet | ea | no quote
400-314-324 | KGP Logistics | Cable U Guard 1-Inch x 5-Feet | ea | no quote
6531 1/2 | KGP Logistics | Cable U Guard 1-Inch x 8-Feet RUS | ea | no quote
400-314-365 | KGP Logistics | Cable U Guard 2-Inch x 5-Feet | ea | no quote
6533 | KGP Logistics | Cable U Guard 2-Inch x 8-Feet RUS | ea | no quote
6534T | KGP Logistics | Cable U Guard 3-Inch x 5-Feet | ea | no quote
6535 | KGP Logistics | Cable U Guard 3-Inch x 8-Feet | ea | no quote
400-314-407 | KGP Logistics | Cable U Guard 4-Inch x 8-Feet | ea | no quote
400-314-753 | KGP Logistics | Cable Strap U Guard 1-Inch | ea | no quote
6539 | KGP Logistics | Cable Strap U Guard 2-Inch | ea | no quote
6540 | KGP Logistics | Cable Strap U Guard 3-Inch | ea | no quote
400-314-795 | KGP Logistics | Cable Strap U Guard 4-Inch | ea | no quote
400-314-092 | KGP Logistics | Cable Strap U Guard 3/4-Inch | ea | no quote
400-314-811 | KGP Logistics | Strap Reinforcing Type S | ea | no quote
400-314-803 | KGP Logistics | Strap Reinforcing Type C | ea | no quote
400-302-402 | KGP Logistics | Strap Wall Galvanized | ea | no quote
|  | Double Arming Bolts |  |  | 0
8862 | KGP Logistics | Bolt Double Arming 5/8-Inch x 12-Inch | ea | no quote
8864 | KGP Logistics | Bolt Double Arming 5/8-Inch x 14-Inch | ea | no quote
8866 | KGP Logistics | Bolt Double Arming 5/8-Inch x 16-Inch | ea | no quote
8868 | KGP Logistics | Bolt Double Arming 5/8-Inch x 18-Inch | ea | no quote
8872 | KGP Logistics | Bolt Double Arming 5/8-Inch x 22-Inch | ea | no quote
8874 | KGP Logistics | Bolt Double Arming 5/8-Inch x 24-Inch | ea | no quote
8882 | KGP Logistics | Bolt Double Arming 3/4-Inch x 12-Inch | ea | no quote
8884 | KGP Logistics | Bolt Double Arming 3/4-Inch x 14-Inch | ea | no quote
8886 | KGP Logistics | Bolt Double Arming 3/4-Inch x 16-Inch | ea | no quote
8888 | KGP Logistics | Bolt Double Arming 3/4-Inch x 18-Inch | ea | no quote
8890 | KGP Logistics | Bolt Double Arming 3/4-Inch x 20-Inch | ea | no quote
8894 | KGP Logistics | Bolt Double Arming 3/4-Inch x 24-Inch | ea | no quote
|  | Machine Bolts |  |  | 0
8806 | KGP Logistics | Bolt Machine Square Head 5/8-Inch x 6- Inch | ea | no quote
8807 | KGP Logistics | Bolt Machine Square Head 5/8-Inch x 7- Inch | ea | no quote
8808 | KGP Logistics | Bolt Machine Square Head 5/8-Inch x 8- Inch | ea | no quote
8810 | KGP Logistics | Bolt Machine Square Head 5/8-Inch x 10-Inch | ea | no quote
8812 | KGP Logistics | Bolt Machine Square Head 5/8-Inch x 12-Inch | ea | no quote
8814 | KGP Logistics | Bolt Machine Square Head 5/8-Inch x 14-Inch | ea | no quote
8816 | KGP Logistics | Bolt Machine Square Head 5/8-Inch x 16-Inch | ea | no quote
8818 | KGP Logistics | Bolt Machine Square Head 5/8-Inch x 18-Inch | ea | no quote
8820 | KGP Logistics | Bolt Machine Square Head 5/8-Inch x 20-Inch | ea | no quote
8824 | KGP Logistics | Bolt Machine Square Head 5/8-Inch x 24-Inch | ea | no quote
8912 | KGP Logistics | Bolt Machine Square Head 3/4-Inch x 12-Inch | ea | no quote
8916 | KGP Logistics | Bolt Machine Square Head 3/4-Inch x 16-Inch | ea | no quote
8918 | KGP Logistics | Bolt Machine Square Head 3/4-Inch x 18-Inch | ea | no quote
8920 | KGP Logistics | Bolt Machine Square Head 3/4-Inch x 20-Inch | ea | no quote
8922 | KGP Logistics | Bolt Machine Square Head 3/4-Inch x 22-Inch | ea | no quote
8924 | KGP Logistics | Bolt Machine Square Head 3/4-Inch x 24-Inch | ea | no quote
8926 | KGP Logistics | Bolt Machine Square Head 3/4-Inch x 26-Inch | ea | no quote
|  | Carriage Bolts |  |  | 0
400-012-548 | KGP Logistics | Bolt Carriage 3/8-Inch x 8-Inch Galvanized | ea | no quote
|  | Pole Line Hardware |  |  | 0
5510 | KGP Logistics | Bolt Straight Thimble 5/8-Inch x 10-Inch | ea | no quote
5512 | KGP Logistics | Bolt Straight Thimble 5/8-Inch x 12-Inch | ea | no quote
5515 | KGP Logistics | Bolt Straight Thimble 5/8-Inch x 14-Inch | ea | no quote
5516 | KGP Logistics | Bolt Straight Thimble 5/8-Inch x 16-Inch | ea | no quote
5010 | KGP Logistics | Bolt Thimbleye Angle 5/8-Inch x 10-Inch | ea | no quote
5012 | KGP Logistics | Bolt Thimbleye Angle 5/8-Inch x 12-Inch | ea | no quote
5112T | KGP Logistics | Bolt Thimbleye Angle 3/4-Inch x 12-Inch | ea | no quote
5114T | KGP Logistics | Bolt Thimbleye Angle 3/4-Inch x 14-Inch | ea | no quote
5014 | KGP Logistics | Bolt Thimbleye Angle 5/8-Inch x 14-Inch | ea | no quote
5016 | KGP Logistics | Bolt Thimbleye Angle 5/8-Inch x 16-Inch | ea | no quote
|  | EyeNuts |  |  | 0
6511 | KGP Logistics | Nut Thimbleye 3/4-Inch | ea | no quote
6510 | KGP Logistics | Nut Thimbleye 5/8-Inch | ea | no quote
400-162-913 | KGP Logistics | Nut Thimbleye 5/8-Inch | ea | no quote
|  | Wahers-Curved Square and Round |  |  | 0
1793344 | KGP Logistics | Washer Curved 2-1/4-Inch Square 5/8- Inch | ea | no quote
6822 | KGP Logistics | Washer Curved 2-1/2-Inch Square 5/8- Inch | ea | no quote
1798092 | KGP Logistics | Washer Curved 3-Inch Square 5/8-Inch Bolt | ea | no quote
1797727 | KGP Logistics | Washer Curved 3-Inch Square 3/4-Inch Bolt | ea | no quote
6823 | KGP Logistics | Washer Curved 3-Inch Square 3/4-Inch Bolt | ea | no quote
400-285-011 | KGP Logistics | Washer Curved 3-1/4 Square 3/4-Inch | ea | no quote
6813 | KGP Logistics | Washer Square 2-1/4-Inch Square 5/8- Inch | ea | no quote
6814 | KGP Logistics | Washer Square 2-1/4-Inch Square 3/4- Inch | ea | no quote
6801 | KGP Logistics | Washer Round 3/8-Inch Bolt | ea | no quote
400-285-169 | KGP Logistics | Washer Round 1/2-Inch Bolt | ea | no quote
|  | Square Nuts |  |  | 0
55084P | KGP Logistics | Nut Square Regular 5/8-Inch Galvanized | ea | no quote
55085P | KGP Logistics | Nut Square Regular 3/4-Inch Galvanized | ea | no quote
55006P | KGP Logistics | Nut Square Heavy 5/8-Inch Galvanized | ea | no quote
55312P | KGP Logistics | Nut Square Heavy 3/4-Inch Galvanized | ea | no quote
|  | Suspension Clamps |  |  | 0
7901 | KGP Logistics | Clamp Suspension 1 Bolt | ea | no quote
7904 | KGP Logistics | Clamp Suspension 3 Bolt | ea | no quote
7903 | KGP Logistics | Clamp Suspension 3 Bolt | ea | no quote
7903L | KGP Logistics | Clamp Suspension Keeper 3 Bolt | ea | no quote
7902L | KGP Logistics | Clamp Suspension Angle 3 Bolt | ea | no quote
7902R | KGP Logistics | Clamp Suspension Angle 3 Bolt | ea | no quote
|  | One and Two Hole Clamps |  |  | 0
9000-8 | KGP Logistics | Clamp 1 Hole 1/2-Inch L-8 | ea | no quote
9000-4 | KGP Logistics | Clamp 1 Hole 1/4-Inch L-4 | ea | no quote
9000-20 | KGP Logistics | Clamp 1 Hole 1-1/4-Inch | ea | no quote
9000-18 | KGP Logistics | Clamp 1 Hole 1-1/8-Inch | ea | no quote
9000-16 | KGP Logistics | Clamp 1 Hole 1-Inch L-16 | ea | no quote
9000-3 | KGP Logistics | Clamp 1 Hole 3/16-Inch L-3 | ea | no quote
9000-12 | KGP Logistics | Clamp 1 Hole 3/4-Inch | ea | no quote
9000-6 | KGP Logistics | Clamp 1 Hole 3/8-Inch | ea | no quote
9000-5 | KGP Logistics | Clamp 1 Hole 5/16-Inch L-5 | ea | no quote
9000-10 | KGP Logistics | Clamp 1 Hole 5/8-Inch | ea | no quote
9000-7 | KGP Logistics | Clamp 1 Hole 7/16-Inch L-7 | ea | no quote
9002-17 | KGP Logistics | Clamp 1 Hole 1-1/4-Inch 94-1.20-Inch | ea | no quote
9000-200 | KGP Logistics | Clamp 2 Hole 1-1/4-Inch T-20 | ea | no quote
9000-260 | KGP Logistics | Clamp 2 Hole 1-5/8-Inch T-28 | ea | no quote
9000-300 | KGP Logistics | Clamp 2 Hole 1-7/8-Inch T-30 | ea | no quote
9000-160 | KGP Logistics | Clamp 2 Hole 1-Inch T-16 | ea | no quote
9000-400 | KGP Logistics | Clamp 2 Hole 2-1/2-Inch T-40 | ea | no quote
9000-120 | KGP Logistics | Clamp 2 Hole 3/4-Inch T-12 | ea | no quote
9000-100 | KGP Logistics | Clamp 2 Hole 5/8-Inch T-10 | ea | no quote
9000-70 | KGP Logistics | Clamp 2-Hole Steel Zinc 7/16-Inch | ea | no quote
|  | C-Span Clamps |  |  | 0
4044 | KGP Logistics | Clamp C Span | ea | no quote
|  | Cable Clamp |  |  | 0
9002-1 | KGP Logistics | Clamp Cable Size 1 | ea | no quote
|  | Lag Screws |  |  | 0
762 | KGP Logistics | Screw Lag 1/4 x 3-Inch Galvanized | ea | no quote
579 | KGP Logistics | Screw Lag 3/8 x 1-1/2-Inch Galvanized | ea | no quote
582 | KGP Logistics | Screw Lag 3/8 x 4-Inch Galvanized | ea | no quote
581 | KGP Logistics | Screw Lag 1/2 x 3-Inch Galvanized | ea | no quote
580 | KGP Logistics | Screw Lag 1/2 x 4-Inch Galvanized | ea | no quote
720 | KGP Logistics | Screw Lag Hex Head Galvanized 1/2- Inch x 2-Inch | ea | no quote
722 | KGP Logistics | Screw Lag Hex Head Galvanized Gimlet Point | ea | no quote
8722GP | KGP Logistics | Screw Lag 1/4-Inch x 2-Inch Gimlet | ea | no quote
508744 | KGP Logistics | Screw Lag Fettered 3/8 x 4-Inch | ea | no quote
508754-1/2 | KGP Logistics | Screw Lag Fettered 1/2 x 4-1/2-Inch | ea | no quote
|  | Drive Hooks |  |  | 0
920 | KGP Logistics | Hook Drive B 7/16-Inch x 4-3/4-Inch | ea | no quote
|  | Guy Hooks |  |  | 0
7201430043 | KGP Logistics | Hook Guy B 5/8-Inch | ea | no quote
400-149-928 | KGP Logistics | Hook Guy Lag Spur 3/4-Inch Hole | ea | no quote
GH6 | KGP Logistics | Hook Guy 1/2-Inch Lag 3/4-Inch Bolt | ea | no quote
|  | Serving Sleeves |  |  | 0
401-093-034 | KGP Logistics | Sleeve Serving 1/4-Inch | ea | no quote
6453 | KGP Logistics | Sleeve Serving 5/16-Inch | ea | no quote
6454 | KGP Logistics | Sleeve Serving 3/8-Inch | ea | no quote
|  | Sidewalk Guy Fittings |  |  | 0
502 | KGP Logistics | Sidewalk Guy End Fitting 2-Inch | ea | no quote
501 | KGP Logistics | Sidewalk Guy Pole Endplate 2-Inch | ea | no quote
|  | Pole Steps |  |  | 0
6235 | KGP Logistics | Step Lag And Plate Assembly | ea | no quote
506125 | KGP Logistics | Step Hook Drive 5/8-Inch x 10-Inch | ea | no quote
|  | Cable Extension Arms |  |  | 0
7920 | KGP Logistics | Arm Cable Extension 26-Inch | ea | no quote
7921 | KGP Logistics | Arm Cable Extension 44-1/2-Inch | ea | no quote
|  | Stand Off Brackets |  |  | 0
1CSM12 | KGP Logistics | Bracket Stand Off Single Phase 12-Inch | ea | no quote
1CSM18 | KGP Logistics | Bracket Stand Off Single Phase 18-Inch | ea | no quote
1CSM24 | KGP Logistics | Bracket Stand Off Single Phase 24-Inch | ea | no quote
|  | Two Hole Strap |  |  | 0
9003-9 | KGP Logistics | Strap Cable Number 9 | ea | no quote
9003-13 | KGP Logistics | Strap Cable Number 13 | ea | no quote
9003-16 | KGP Logistics | Strap Cable Number 16 | ea | no quote
9003-20 | KGP Logistics | Strap Cable Number 20 | ea | no quote
9003-24 | KGP Logistics | Strap Cable Number 24 | ea | no quote
9003-30 | KGP Logistics | Strap Cable Number 30 | ea | no quote
9003-42 | KGP Logistics | Strap Cable Number 42 | ea | no quote
9003-56 | KGP Logistics | Strap Cable Number 56 | ea | no quote
|  | Lashing Clamps-Zinc |  |  | 0
18910 | KGP Logistics | Lashing Cable Support Zinc 10-Inch | ea | no quote
18920 | KGP Logistics | Lashing Cable Support Zinc 16-Inch | ea | no quote
18930 | KGP Logistics | Lashing Cable Support Zinc 22-Inch | ea | no quote
18940 | KGP Logistics | Lashing Cable Support Zinc 28-Inch | ea | no quote
18960 | KGP Logistics | Lashing Cable Support Zinc 50-Inch | ea | no quote
|  | Strand Vise, Strand Link and Accessories |  |  | 0
5001 | KGP Logistics | Strandvise 5/16-Inch Strand | ea | no quote
5002 | KGP Logistics | Strandlink 3/8-Inch Galvanized Strand | ea | no quote
5040 | KGP Logistics | Strandlink 1/4-Inch Alumoweld | ea | no quote
5041 | KGP Logistics | Strandlink 5/16-Inch Alumoweld | ea | no quote
5042 | KGP Logistics | Strandlink 3/8-Inch Alumoweld | ea | no quote
5043 | KGP Logistics | Strandlink 7/16-Inch Galvanized Strand | ea | no quote
5101 | KGP Logistics | Strandvise 5/16-Inch Galvanized Strand | ea | no quote
5102 | KGP Logistics | Strandvise 3/8-Inch Galvanized Strand | ea | no quote
5149 | KGP Logistics | Strandvise All Grades 3/16-Inch | ea | no quote
5151 | KGP Logistics | Strandvise All Grades 5/16-Inch | ea | no quote
5152 | KGP Logistics | Strandvise All Grades 3/8-Inch | ea | no quote
5200 | KGP Logistics | Strandvise 1/4-Inch Strand | ea | no quote
5201 | KGP Logistics | Strandvise 5/16-Inch Strand | ea | no quote
5202 | KGP Logistics | Strandvise 3/8-Inch Strand | ea | no quote
5203 | KGP Logistics | Strandvise 7/16-Inch Strand | ea | no quote
5262 | KGP Logistics | Strandvise Universal 1/4-Inch | ea | no quote
5056 | KGP Logistics | Wirevise .062-.1-Inch | ea | no quote
5058 | KGP Logistics | Deadend Wirevise .102 - .114-Inch | ea | no quote
5062 | KGP Logistics | Deadend Wirevise .120 - .134-Inch | ea | no quote
5063 | KGP Logistics | Wirelink Any Grade .120-.134-Inch 11BWG | ea | no quote
5057N | KGP Logistics | Wirelink *P* .072-.100-Inch 14BWG+12AWG | ea | no quote
5059N | KGP Logistics | Splice Wirelink for .109-Inch | ea | no quote
5063N | KGP Logistics | Splice Wirelink for .134-Inch | ea | no quote
|  | Suspension and Drop Hardware |  |  | 0
907D | KGP Logistics | Drop Wire Clamp 2-Pair Stainless Steel with Dimpled Shim | ea | no quote
963 | KGP Logistics | Drop Wire Clamp 6-Pair Stainless Steel with Dimpled Shim | ea | no quote
4040 | KGP Logistics | D Cable Lashing Clamp , Galvanized, Grade 5 Steel Stud, For 1/4” to 7/16” Strand | ea | no quote
18922 | KGP Logistics | Lashed Cable Support .010” x .75” x 16” Stainless Steel with Tapered Ends | ea | no quote
|  | Drop Wire Clamps |  |  | 0
2PRA | KGP Logistics | Clamp Drop Wire 2-Pair Aluminum Plastic Shim | ea | no quote
6PRDS | KGP Logistics | Clamp Drop Wire 6-Pair SS Metal Shim 6PRDS | ea | no quote
|  | Suspension and Drop Hard |  |  | 0
23-80361 | KGP Logistics | Clamp Drop Wire E 1-Pair Steel 23- 80361 | ea | no quote
23-80362 | KGP Logistics | Clamp Drop Wire 1-Pair Steel A | ea | no quote
23-80370 | KGP Logistics | Clamp Drop Wire E 2-Pair | ea | no quote
|  | Drive Ring |  |  | 0
4004 | KGP Logistics | Drive Ring Galvanized 7/8-Inch x 2 9/16- Inch Nail Length | ea | no quote
666 | KGP Logistics | Hook Dropwire B Galvanized Steel 666 | ea | no quote
23-80262 | KGP Logistics | Clip Cable ‘S’ Drop Wire 6-Pair 100Pk 500Bx | ea | no quote
905P | KGP Logistics | Clip SC Drop Wire for 1 - 2 Pair Drop Wire | ea | no quote
|  | Guy Grip Dead-Ends |  |  | 0
GDE-2102 | KGP Logistics | Dead-End 3/16 x 20-Inch C-Coat Red | ea | no quote
GDE-1104 | KGP Logistics | Dead-End 1/4 x 25-Inch B-Coat Yellow | ea | no quote
GDE-2104 | KGP Logistics | Dead-End 1/4 x 25-Inch C-Coat Yellow | ea | no quote
GDE-1107 | KGP Logistics | Dead-End 3/8 x 35-Inch B-Coat Orange | ea | no quote
GDE-2107 | KGP Logistics | Dead-End 3/8 x 35-Inch C-Coat Orange | ea | no quote
GDE-1106 | KGP Logistics | Dead-End 5/16 x 31-Inch B-Coat Black | ea | no quote
GDE-2106 | KGP Logistics | Dead-End 5/16 x 31-Inch C-Coat Black | ea | no quote
GDE-1108 | KGP Logistics | Dead-End 7/16 x 38-Inch B-Coat Green | ea | no quote
GDE-2108 | KGP Logistics | Dead-End 7/16 x 38-Inch C-Coat Green | ea | no quote
GDE-1104LA | KGP Logistics | Dead-End 1/2 x 25-Inch Yellow | ea | no quote
|  | C-Rural Dead-Ends |  |  | 0
NDE-8502 | KGP Logistics | NDE-8502 Dead-End C-Rural 22-Inch White | ea | no quote
NDE-8503 | KGP Logistics | Dead-End C-Rural 30-Inch Yellow | ea | no quote
NDE-9500 | KGP Logistics | Dead-End Drop Wire Black | ea | no quote
721221 | KGP Logistics | NDE-9502 Dead-End Drop Wire Green | ea | no quote
|  | Guy Guards |  |  | 0
PG-5516 | KGP Logistics | Guy Marker 6-Feet PVC Round Profile Yellow | ea | no quote
PG-5517 | KGP Logistics | Guy Marker 7-Feet PVC Round Profile Yellow | ea | no quote
PG-5518 | KGP Logistics | Guy Marker 8-Feet PVC Round Profile Yellow | ea | no quote
|  | Strand Splice |  |  | 0
GLS-3103 | KGP Logistics | Open Wire Splice 10BWG 14-Inch Orange | ea | no quote
GLS-3101 | KGP Logistics | Open Wire Splice 12BWG 12-Inch Black | ea | no quote
GLS-1104 | KGP Logistics | Strand Splice 1/4-Inch B-Coat Yellow | ea | no quote
GLS-2104 | KGP Logistics | Strand Splice 1/4-Inch x 35-Inch C-C Yellow | ea | no quote
GLS-2118 | KGP Logistics | Strand Splice 3/8-Inch x 34-Inch C-C Orange | ea | no quote
GLS-2107 | KGP Logistics | Strand Splice 3/8-Inch x 50-Inch C-C Orange | ea | no quote
GLS-2117 | KGP Logistics | Strand Splice 5/16-Inch x 29-Inch C-C Black | ea | no quote
GLS-2106 | KGP Logistics | Strand Splice 5/16-Inch x 42-Inch C-C Black | ea | no quote
GLS-2108 | KGP Logistics | Strand Splice 7/16-Inch x 56-Inch C-C Green | ea | no quote
|  | Tree Guards and Air Spoilers |  |  | 0
PTG-0155 | KGP Logistics | Tree Guard .948-1.010-Inch x 6-Feet Gray | ea | no quote
PTG-0207 | KGP Logistics | Tree Guard 1.51-2.00-Inch x 6-Feet Black | ea | no quote
PTG-0208 | KGP Logistics | Tree Guard 2.01-3.00-Inch x 6-Feet Black | ea | no quote
PTG-0201 | KGP Logistics | Tree Guard.238-.500-Inch x 6-Feet Black | ea | no quote
5058102 | KGP Logistics | Air Flow Spoiler .563-Inch | ea | no quote
5058103 | KGP Logistics | Air Flow Spoiler .760-Inch | ea | no quote
50589319 | KGP Logistics | Air Flow Spoiler 1.543-1.686-Inch | ea | no quote
|  | Strand Type |  |  | 0
6m | KGP Logistics | Galvanized Cable Strand | ea | no quote
6.6m | KGP Logistics | Galvanized Cable Strand | ea | no quote
10m | KGP Logistics | Galvanized Cable Strand | ea | no quote
16m | KGP Logistics | Galvanized Cable Strand | ea | no quote
25m | KGP Logistics | Galvanized Cable Strand | ea | no quote
|  | Fiber Optic Cables |  |  | 0
| Solo ADSS Short- Span | Figure 8 Cables | ea | no quote
|  | Single Mode and Multimode Cable |  | no quote
| 012EN4- T4S01A20 | 12 Strand | ea | 536.16 | 428.928 | 20
| 024EN4- T4S01A20 | 24 Strand | ea | 674.49 | 539.592 | 20
| 048EN4- T4S01A20 | 0 | ea | 960.78 | 768.624 | 20
|  | Aerial Closures |  |  | 0
8003832 | Preformed Coyote in-line Runt | Coyote LCC | ea | no quote
8003797 | Preformed Coyote in-line Runt | Coyote Inline runt | ea | no quote
8003797 | Preformed Coyote in-line Runt | Coyote Terminal Single Chamber | ea | no quote
|  | Copper |  |  | 0
CAT-5EA**-003 | Wirewerks | Cat5e 3ft Patch Cable | ea | no quote
CAT-5EA**-005 | Wirewerks | Cat5e 5ft Patch Cable | ea | no quote
CAT-5EA**-007 | Wirewerks | Cat5e 7ft Patch Cable | ea | no quote
CAT-5EA**-010 | Wirewerks | Cat5e 10ft Patch Cable | ea | no quote
CAT-5EA**-014 | Wirewerks | Cat5e 14ft Patch Cable | ea | no quote
CAT-06A**-003 | Wirewerks | Cat6 3ft Patch Cable | ea | no quote
CAT-06A**-005 | Wirewerks | Cat6 5ft Patch Cable | ea | no quote
CAT-06A**-007 | Wirewerks | Cat6 7ft Patch Cable | ea | no quote
CAT-06A**-010 | Wirewerks | Cat6 10ft Patch Cable | ea | no quote
CAT-06A**-014 | Wirewerks | Cat6 14ft Patch Cable | ea | no quote
5G460-03-XX | Leviton | Cat5e 3 ft Patch Cable | ea | no quote
5G460-05-XX | Leviton | Cat5e 5 ft Patch Cable | ea | no quote
5G460-07-XX | Leviton | Cat5e 7 ft Patch Cable | ea | no quote
5G460-10-XX | Leviton | Cat5e 10 ft Patch Cable | ea | no quote
5G460-15-XX | Leviton | Cat5e 15 ft Patch Cable | ea | no quote
62460-03-XX | Leviton | Cat6e 3 ft Patch Cable | ea | no quote
62460-05-XX | Leviton | Cat6e 5 ft Patch Cable | ea | no quote
62460-07-XX | Leviton | Cat6e 7 ft Patch Cable | ea | no quote
62460-10-XX | Leviton | Cat6e 10 ft Patch Cable | ea | no quote
62460-15-XX | Leviton | Cat6e 15 ft Patch Cable | ea | no quote
CAT-5CAOR-003 | Wirewerks | Cat5e 3ft Orange Crossover Patch Cable | ea | no quote
CAT-5CAOR-007 | Wirewerks | Cat5e 7ft Orange Crossover Patch Cable | ea | no quote
CAT-5CAOR-025 | Wirewerks | Cat5e 25ft Orange Crossover Patch Cable | ea | no quote
CAT-5CAOR-050 | Wirewerks | Cat5e 50ft Orange Crossover Patch Cable | ea | no quote